## Eg1 Data
Data mainly from C. Grigg, et. al., “The IEEE reliability test system-1996,” IEEE Trans. Power Syst., vol. 14, no. 3, pp. 1010-1020, Aug 1999.
Fuel costs from P. F. Albrecht, et. al., “IEEE reliability test system,” IEEE Trans. Power App. and Syst., vol.PAS-98, no.6, pp.2047-2054, Nov. 1979.
Conventional Generator Parameters
Unit # | Bus Locaction | Pmax (MW) | Pmin (MW) | Ramp (MW/min) | Block 1 (MW) | Block 2 (MW) | Block 3 (MW) | Block 4 (MW) | Block Price 1 ($/MWh) | Block Price 2 ($/MWh) | Block Price 3 ($/MWh) | Block Price 4 ($/MWh)
1 | 1 | 20 | 15.8 | 3 | 15.8 | 0.2 | 3.8 | 0.2 | 29.577 | 30.417 | 42.816 | 43.281
2 | 1 | 20 | 15.8 | 3 | 15.8 | 0.2 | 3.8 | 0.2 | 29.577 | 30.417 | 42.816 | 43.281
3 | 1 | 76 | 15.2 | 2 | 15.2 | 22.8 | 22.8 | 15.2 | 11.4576 | 11.9592 | 13.8912 | 15.9732
4 | 1 | 76 | 15.2 | 2 | 15.2 | 22.8 | 22.8 | 15.2 | 11.4576 | 11.9592 | 13.8912 | 15.9732
5 | 2 | 20 | 15.8 | 3 | 15.8 | 0.2 | 3.8 | 0.2 | 29.577 | 30.417 | 42.816 | 43.281
6 | 2 | 20 | 15.8 | 3 | 15.8 | 0.2 | 3.8 | 0.2 | 29.577 | 30.417 | 42.816 | 43.281
7 | 2 | 76 | 15.2 | 2 | 15.2 | 22.8 | 22.8 | 15.2 | 11.4576 | 11.9592 | 13.8912 | 15.9732
8 | 2 | 76 | 15.2 | 2 | 15.2 | 22.8 | 22.8 | 15.2 | 11.4576 | 11.9592 | 13.8912 | 15.9732
9 | 7 | 100 | 25 | 7 | 25 | 25 | 30 | 20 | 18.6047 | 20.0284 | 21.666 | 22.7171
10 | 7 | 100 | 25 | 7 | 25 | 25 | 30 | 20 | 18.6047 | 20.0284 | 21.666 | 22.7171
11 | 7 | 100 | 25 | 7 | 25 | 25 | 30 | 20 | 18.6047 | 20.0284 | 21.666 | 22.7171
12 | 13 | 197 | 68.95 | 3 | 68.95 | 49.25 | 39.4 | 39.4 | 19.2004 | 20.3159 | 21.2175 | 22.126
13 | 13 | 197 | 68.95 | 3 | 68.95 | 49.25 | 39.4 | 39.4 | 19.2004 | 20.3159 | 21.2175 | 22.126
14 | 13 | 197 | 68.95 | 3 | 68.95 | 49.25 | 39.4 | 39.4 | 19.2004 | 20.3159 | 21.2175 | 22.126
15 | 15 | 12 | 2.4 | 1 | 2.4 | 3.6 | 3.6 | 2.4 | 23.4117 | 23.759 | 26.8364 | 30.4037
16 | 15 | 12 | 2.4 | 1 | 2.4 | 3.6 | 3.6 | 2.4 | 23.4117 | 23.759 | 26.8364 | 30.4037
17 | 15 | 12 | 2.4 | 1 | 2.4 | 3.6 | 3.6 | 2.4 | 23.4117 | 23.759 | 26.8364 | 30.4037
18 | 15 | 12 | 2.4 | 1 | 2.4 | 3.6 | 3.6 | 2.4 | 23.4117 | 23.759 | 26.8364 | 30.4037
19 | 15 | 12 | 2.4 | 1 | 2.4 | 3.6 | 3.6 | 2.4 | 23.4117 | 23.759 | 26.8364 | 30.4037
20 | 15 | 155 | 54.25 | 3 | 54.25 | 38.75 | 31 | 31 | 9.918 | 10.2492 | 10.68 | 11.2572
21 | 16 | 155 | 54.25 | 3 | 54.25 | 38.75 | 31 | 31 | 9.918 | 10.2492 | 10.68 | 11.2572
22 | 23 | 155 | 54.25 | 3 | 54.25 | 38.75 | 31 | 31 | 9.918 | 10.2492 | 10.68 | 11.2572
23 | 23 | 155 | 54.25 | 3 | 54.25 | 38.75 | 31 | 31 | 9.918 | 10.2492 | 10.68 | 11.2572
24 | 23 | 350 | 140 | 4 | 140 | 87.5 | 52.5 | 70 | 10.0824 | 10.6752 | 11.0928 | 11.7216
25 | 25 | 20 | 15.8 | 3 | 15.8 | 0.2 | 3.8 | 0.2 | 29.577 | 30.417 | 42.816 | 43.281
26 | 25 | 20 | 15.8 | 3 | 15.8 | 0.2 | 3.8 | 0.2 | 29.577 | 30.417 | 42.816 | 43.281
27 | 25 | 76 | 15.2 | 2 | 15.2 | 22.8 | 22.8 | 15.2 | 11.4576 | 11.9592 | 13.8912 | 15.9732
28 | 25 | 76 | 15.2 | 2 | 15.2 | 22.8 | 22.8 | 15.2 | 11.4576 | 11.9592 | 13.8912 | 15.9732
29 | 26 | 20 | 15.8 | 3 | 15.8 | 0.2 | 3.8 | 0.2 | 29.577 | 30.417 | 42.816 | 43.281
30 | 26 | 20 | 15.8 | 3 | 15.8 | 0.2 | 3.8 | 0.2 | 29.577 | 30.417 | 42.816 | 43.281
31 | 26 | 76 | 15.2 | 2 | 15.2 | 22.8 | 22.8 | 15.2 | 11.4576 | 11.9592 | 13.8912 | 15.9732
32 | 26 | 76 | 15.2 | 2 | 15.2 | 22.8 | 22.8 | 15.2 | 11.4576 | 11.9592 | 13.8912 | 15.9732
33 | 31 | 100 | 25 | 7 | 25 | 25 | 30 | 20 | 18.6047 | 20.0284 | 21.666 | 22.7171
34 | 31 | 100 | 25 | 7 | 25 | 25 | 30 | 20 | 18.6047 | 20.0284 | 21.666 | 22.7171
35 | 31 | 100 | 25 | 7 | 25 | 25 | 30 | 20 | 18.6047 | 20.0284 | 21.666 | 22.7171
36 | 37 | 197 | 68.95 | 3 | 68.95 | 49.25 | 39.4 | 39.4 | 19.2004 | 20.3159 | 21.2175 | 22.126
37 | 37 | 197 | 68.95 | 3 | 68.95 | 49.25 | 39.4 | 39.4 | 19.2004 | 20.3159 | 21.2175 | 22.126
38 | 37 | 197 | 68.95 | 3 | 68.95 | 49.25 | 39.4 | 39.4 | 19.2004 | 20.3159 | 21.2175 | 22.126
39 | 39 | 12 | 2.4 | 1 | 2.4 | 3.6 | 3.6 | 2.4 | 23.4117 | 23.759 | 26.8364 | 30.4037
40 | 39 | 12 | 2.4 | 1 | 2.4 | 3.6 | 3.6 | 2.4 | 23.4117 | 23.759 | 26.8364 | 30.4037
41 | 39 | 12 | 2.4 | 1 | 2.4 | 3.6 | 3.6 | 2.4 | 23.4117 | 23.759 | 26.8364 | 30.4037
42 | 39 | 12 | 2.4 | 1 | 2.4 | 3.6 | 3.6 | 2.4 | 23.4117 | 23.759 | 26.8364 | 30.4037
43 | 39 | 12 | 2.4 | 1 | 2.4 | 3.6 | 3.6 | 2.4 | 23.4117 | 23.759 | 26.8364 | 30.4037
44 | 39 | 155 | 54.25 | 3 | 54.25 | 38.75 | 31 | 31 | 9.918 | 10.2492 | 10.68 | 11.2572
45 | 40 | 155 | 54.25 | 3 | 54.25 | 38.75 | 31 | 31 | 9.918 | 10.2492 | 10.68 | 11.2572
46 | 47 | 155 | 54.25 | 3 | 54.25 | 38.75 | 31 | 31 | 9.918 | 10.2492 | 10.68 | 11.2572
47 | 47 | 155 | 54.25 | 3 | 54.25 | 38.75 | 31 | 31 | 9.918 | 10.2492 | 10.68 | 11.2572
48 | 47 | 350 | 140 | 4 | 140 | 87.5 | 52.5 | 70 | 10.0824 | 10.6752 | 11.0928 | 11.7216
49 | 49 | 20 | 15.8 | 3 | 15.8 | 0.2 | 3.8 | 0.2 | 29.577 | 30.417 | 42.816 | 43.281
50 | 49 | 20 | 15.8 | 3 | 15.8 | 0.2 | 3.8 | 0.2 | 29.577 | 30.417 | 42.816 | 43.281
51 | 49 | 76 | 15.2 | 2 | 15.2 | 22.8 | 22.8 | 15.2 | 11.4576 | 11.9592 | 13.8912 | 15.9732
52 | 49 | 76 | 15.2 | 2 | 15.2 | 22.8 | 22.8 | 15.2 | 11.4576 | 11.9592 | 13.8912 | 15.9732
53 | 50 | 20 | 15.8 | 3 | 15.8 | 0.2 | 3.8 | 0.2 | 29.577 | 30.417 | 42.816 | 43.281
54 | 50 | 20 | 15.8 | 3 | 15.8 | 0.2 | 3.8 | 0.2 | 29.577 | 30.417 | 42.816 | 43.281
55 | 50 | 76 | 15.2 | 2 | 15.2 | 22.8 | 22.8 | 15.2 | 11.4576 | 11.9592 | 13.8912 | 15.9732
56 | 50 | 76 | 15.2 | 2 | 15.2 | 22.8 | 22.8 | 15.2 | 11.4576 | 11.9592 | 13.8912 | 15.9732
57 | 55 | 100 | 25 | 7 | 25 | 25 | 30 | 20 | 18.6047 | 20.0284 | 21.666 | 22.7171
58 | 55 | 100 | 25 | 7 | 25 | 25 | 30 | 20 | 18.6047 | 20.0284 | 21.666 | 22.7171
59 | 55 | 100 | 25 | 7 | 25 | 25 | 30 | 20 | 18.6047 | 20.0284 | 21.666 | 22.7171
60 | 61 | 197 | 68.95 | 3 | 68.95 | 49.25 | 39.4 | 39.4 | 19.2004 | 20.3159 | 21.2175 | 22.126
61 | 61 | 197 | 68.95 | 3 | 68.95 | 49.25 | 39.4 | 39.4 | 19.2004 | 20.3159 | 21.2175 | 22.126
62 | 61 | 197 | 68.95 | 3 | 68.95 | 49.25 | 39.4 | 39.4 | 19.2004 | 20.3159 | 21.2175 | 22.126
63 | 63 | 12 | 2.4 | 1 | 2.4 | 3.6 | 3.6 | 2.4 | 23.4117 | 23.759 | 26.8364 | 30.4037
64 | 63 | 12 | 2.4 | 1 | 2.4 | 3.6 | 3.6 | 2.4 | 23.4117 | 23.759 | 26.8364 | 30.4037
65 | 63 | 12 | 2.4 | 1 | 2.4 | 3.6 | 3.6 | 2.4 | 23.4117 | 23.759 | 26.8364 | 30.4037
66 | 63 | 12 | 2.4 | 1 | 2.4 | 3.6 | 3.6 | 2.4 | 23.4117 | 23.759 | 26.8364 | 30.4037
67 | 63 | 12 | 2.4 | 1 | 2.4 | 3.6 | 3.6 | 2.4 | 23.4117 | 23.759 | 26.8364 | 30.4037
68 | 63 | 155 | 54.25 | 3 | 54.25 | 38.75 | 31 | 31 | 9.918 | 10.2492 | 10.68 | 11.2572
69 | 64 | 155 | 54.25 | 3 | 54.25 | 38.75 | 31 | 31 | 9.918 | 10.2492 | 10.68 | 11.2572
70 | 71 | 155 | 54.25 | 3 | 54.25 | 38.75 | 31 | 31 | 9.918 | 10.2492 | 10.68 | 11.2572
71 | 71 | 155 | 54.25 | 3 | 54.25 | 38.75 | 31 | 31 | 9.918 | 10.2492 | 10.68 | 11.2572
72 | 71 | 350 | 140 | 4 | 140 | 87.5 | 52.5 | 70 | 10.0824 | 10.6752 | 11.0928 | 11.7216
* Nuclear and hydro generators are considered as base-load units, and their Pmax's are subtracted from corresponding nodal load values. The tripping of these base-load units are not considered for simplicity
Transmission Line Parameters
Line # | FromBus | ToBus | X (p.u.) | Normal rating (MW) | LTE rating (MW)
1 | 1 | 2 | 0.0139 | 175 | 193
2 | 1 | 3 | 0.2112 | 175 | 208
3 | 1 | 5 | 0.0845 | 175 | 208
4 | 2 | 4 | 0.1267 | 175 | 208
5 | 2 | 6 | 0.192 | 175 | 208
6 | 3 | 9 | 0.119 | 175 | 208
7 | 3 | 24 | 0.0839 | 400 | 510
8 | 4 | 9 | 0.1037 | 175 | 208
9 | 5 | 10 | 0.0883 | 175 | 208
10 | 6 | 10 | 0.0605 | 175 | 193
11 | 7 | 8 | 0.0614 | 175 | 208
12 | 8 | 9 | 0.1651 | 175 | 208
13 | 8 | 10 | 0.1651 | 175 | 208
14 | 9 | 11 | 0.0839 | 400 | 510
15 | 9 | 12 | 0.0839 | 400 | 510
16 | 10 | 11 | 0.0839 | 400 | 510
17 | 10 | 12 | 0.0839 | 400 | 510
18 | 11 | 13 | 0.0476 | 500 | 600
19 | 11 | 14 | 0.0418 | 500 | 600
20 | 12 | 13 | 0.0476 | 500 | 600
21 | 12 | 23 | 0.0966 | 500 | 600
22 | 13 | 23 | 0.0865 | 500 | 600
23 | 14 | 16 | 0.0389 | 500 | 600
24 | 15 | 16 | 0.0173 | 500 | 600
25 | 15 | 21 | 0.049 | 500 | 600
26 | 15 | 21 | 0.049 | 500 | 600
27 | 15 | 24 | 0.0519 | 500 | 600
28 | 16 | 17 | 0.0259 | 500 | 600
29 | 16 | 19 | 0.0231 | 500 | 600
30 | 17 | 18 | 0.0144 | 500 | 600
31 | 17 | 22 | 0.1053 | 500 | 600
32 | 18 | 21 | 0.0259 | 500 | 600
33 | 18 | 21 | 0.0259 | 500 | 600
34 | 19 | 20 | 0.0396 | 500 | 600
35 | 19 | 20 | 0.0396 | 500 | 600
36 | 20 | 23 | 0.0216 | 500 | 600
37 | 20 | 23 | 0.0216 | 500 | 600
38 | 21 | 22 | 0.0678 | 500 | 600
39 | 25 | 26 | 0.0139 | 175 | 193
40 | 25 | 27 | 0.2112 | 175 | 208
41 | 25 | 29 | 0.0845 | 175 | 208
42 | 26 | 28 | 0.1267 | 175 | 208
43 | 26 | 30 | 0.192 | 175 | 208
44 | 27 | 33 | 0.119 | 175 | 208
45 | 27 | 48 | 0.0839 | 400 | 510
46 | 28 | 33 | 0.1037 | 175 | 208
47 | 29 | 34 | 0.0883 | 175 | 208
48 | 30 | 34 | 0.0605 | 175 | 193
49 | 31 | 32 | 0.0614 | 175 | 208
50 | 32 | 33 | 0.1651 | 175 | 208
51 | 32 | 34 | 0.1651 | 175 | 208
52 | 33 | 35 | 0.0839 | 400 | 510
53 | 33 | 36 | 0.0839 | 400 | 510
54 | 34 | 35 | 0.0839 | 400 | 510
55 | 34 | 36 | 0.0839 | 400 | 510
56 | 35 | 37 | 0.0476 | 500 | 600
57 | 35 | 38 | 0.0418 | 500 | 600
58 | 36 | 37 | 0.0476 | 500 | 600
59 | 36 | 47 | 0.0966 | 500 | 600
60 | 37 | 47 | 0.0865 | 500 | 600
61 | 38 | 40 | 0.0389 | 500 | 600
62 | 39 | 40 | 0.0173 | 500 | 600
63 | 39 | 45 | 0.049 | 500 | 600
64 | 39 | 45 | 0.049 | 500 | 600
65 | 39 | 48 | 0.0519 | 500 | 600
66 | 40 | 41 | 0.0259 | 500 | 600
67 | 40 | 43 | 0.0231 | 500 | 600
68 | 41 | 42 | 0.0144 | 500 | 600
69 | 41 | 46 | 0.1053 | 500 | 600
70 | 42 | 45 | 0.0259 | 500 | 600
71 | 42 | 45 | 0.0259 | 500 | 600
72 | 43 | 44 | 0.0396 | 500 | 600
73 | 43 | 44 | 0.0396 | 500 | 600
74 | 44 | 47 | 0.0216 | 500 | 600
75 | 44 | 47 | 0.0216 | 500 | 600
76 | 45 | 46 | 0.0678 | 500 | 600
77 | 49 | 50 | 0.0139 | 175 | 193
78 | 49 | 51 | 0.2112 | 175 | 208
79 | 49 | 53 | 0.0845 | 175 | 208
80 | 50 | 52 | 0.1267 | 175 | 208
81 | 50 | 54 | 0.192 | 175 | 208
82 | 51 | 57 | 0.119 | 175 | 208
83 | 51 | 72 | 0.0839 | 400 | 510
84 | 52 | 57 | 0.1037 | 175 | 208
85 | 53 | 58 | 0.0883 | 175 | 208
86 | 54 | 58 | 0.0605 | 175 | 193
87 | 55 | 56 | 0.0614 | 175 | 208
88 | 56 | 57 | 0.1651 | 175 | 208
89 | 56 | 58 | 0.1651 | 175 | 208
90 | 57 | 59 | 0.0839 | 400 | 510
91 | 57 | 60 | 0.0839 | 400 | 510
92 | 58 | 59 | 0.0839 | 400 | 510
93 | 58 | 60 | 0.0839 | 400 | 510
94 | 59 | 61 | 0.0476 | 500 | 600
95 | 59 | 62 | 0.0418 | 500 | 600
96 | 60 | 61 | 0.0476 | 500 | 600
97 | 60 | 71 | 0.0966 | 500 | 600
98 | 61 | 71 | 0.0865 | 500 | 600
99 | 62 | 64 | 0.0389 | 500 | 600
100 | 63 | 64 | 0.0173 | 500 | 600
101 | 63 | 69 | 0.049 | 500 | 600
102 | 63 | 69 | 0.049 | 500 | 600
103 | 63 | 72 | 0.0519 | 500 | 600
104 | 64 | 65 | 0.0259 | 500 | 600
105 | 64 | 67 | 0.0231 | 500 | 600
106 | 65 | 66 | 0.0144 | 500 | 600
107 | 65 | 70 | 0.1053 | 500 | 600
108 | 66 | 69 | 0.0259 | 500 | 600
109 | 66 | 69 | 0.0259 | 500 | 600
110 | 67 | 68 | 0.0396 | 500 | 600
111 | 67 | 68 | 0.0396 | 500 | 600
112 | 68 | 71 | 0.0216 | 500 | 600
113 | 68 | 71 | 0.0216 | 500 | 600
114 | 69 | 70 | 0.0678 | 500 | 600
115 | 71 | 73 | 0.009 | 722 | 893
116 | 7 | 27 | 0.161 | 175 | 208
117 | 13 | 39 | 0.075 | 500 | 600
118 | 23 | 41 | 0.074 | 500 | 600
119 | 73 | 21 | 0.097 | 500 | 600
120 | 66 | 47 | 0.104 | 500 | 600
Load
Bus | Nodal load (less Pmax's of base-load units) (MW)
1 | 108
2 | 97
3 | 180
4 | 74
5 | 71
6 | 136
7 | 125
8 | 171
9 | 175
10 | 195
11 | 0
12 | 0
13 | 265
14 | 194
15 | 317
16 | 100
17 | 0
18 | -67
19 | 181
20 | 128
21 | -400
22 | -300
23 | 0
24 | 0
25 | 108
26 | 97
27 | 180
28 | 74
29 | 71
30 | 136
31 | 125
32 | 171
33 | 175
34 | 195
35 | 0
36 | 0
37 | 265
38 | 194
39 | 317
40 | 100
41 | 0
42 | -67
43 | 181
44 | 128
45 | -400
46 | -300
47 | 0
48 | 0
49 | 108
50 | 97
51 | 180
52 | 74
53 | 71
54 | 136
55 | 125
56 | 171
57 | 175
58 | 195
59 | 0
60 | 0
61 | 265
62 | 194
63 | 317
64 | 100
65 | 0
66 | -67
67 | 181
68 | 128
69 | -400
70 | -300
71 | 0
72 | 0
73 | 0

## Eg1 Results
Original ramp rates
| Direct approach | Ours
Cost ($) | 74441 | 74441
Wall clock time | 5.26s | 4.90s
Iteration # | \ | 1
Active contingencies | None | None
7.7% ramp rates
| Direct approach | Ours
Cost ($) | 78229 | 78229
Wall clock time | 8.41s | 8.80s
Iteration # | \ | 2
Active contingencies (SA for our approach) | 144, 168, 192 | 49, 87, 140-144, 157, 158, 164-168, and 188-192

## Eg2 Unit
Unit data from: Polish 2383-bus system at winter peak (case2383wp). [Online]. Available: http://www.neos-guide.org/content/optimal-power-flow
Generator Parameters
Unit # | bus | Pmax (MW) | Pmin (MW) | Ramp (MW/10min) | Price ($/MWh)
1 | 10 | 400 | 168 | 18.008 | 117.95
2 | 16 | 720 | 345.6 | 28.2087 | 48.89
3 | 17 | 1080 | 745.2 | 38.7753 | 98.47
4 | 18 | 2520 | 1738.8 | 57.4573 | 128.73
5 | 29 | 400 | 168 | 18.008 | 158.23
6 | 30 | 800 | 384 | 30.7606 | 165.62
7 | 31 | 1000 | 690 | 36.631 | 71.22
8 | 41 | 200 | 138 | 10.54 | 102.25
9 | 42 | 410 | 184.5 | 18.3008 | 147.83
10 | 43 | 410 | 184.5 | 18.3008 | 75.37
11 | 44 | 410 | 184.5 | 18.3008 | 86.01
12 | 45 | 42.2 | 29.118 | 2.4797 | 0
13 | 63 | 650 | 312 | 25.8802 | 68.74
14 | 64 | 450 | 202.5 | 19.395 | 81.91
15 | 67 | 750 | 360 | 29.1793 | 81.88
16 | 83 | 225 | 94.5 | 11.6415 | 58.78
17 | 84 | 225 | 94.5 | 11.6415 | 85.57
18 | 85 | 120 | 82.8 | 6.6926 | 101.38
19 | 86 | 120 | 82.8 | 6.6926 | 122.43
20 | 93 | 120 | 82.8 | 6.6926 | 96.62
21 | 95 | 110 | 75.9 | 6.1772 | 106.73
22 | 97 | 87.6 | 60.444 | 4.9946 | 0
23 | 103 | 400 | 168 | 18.008 | 151.94
24 | 104 | 225 | 94.5 | 11.6415 | 107.51
25 | 105 | 430 | 193.5 | 18.8632 | 103.53
26 | 109 | 250 | 105 | 12.695 | 0
27 | 110 | 250 | 105 | 12.695 | 0
28 | 111 | 360 | 151.2 | 16.7602 | 136.48
29 | 123 | 110 | 75.9 | 6.1772 | 157.46
30 | 124 | 125 | 86.25 | 6.9475 | 83.97
31 | 125 | 860 | 593.4 | 32.5982 | 170.74
32 | 127 | 690 | 331.2 | 27.2217 | 80.91
33 | 131 | 1060 | 731.4 | 38.2502 | 147.6
34 | 132 | 600 | 270 | 24.1624 | 158.75
35 | 139 | 600 | 270 | 24.1624 | 146.94
36 | 140 | 200 | 138 | 10.54 | 96.32
37 | 176 | 600 | 270 | 24.1624 | 0
38 | 177 | 200 | 138 | 10.54 | 0
39 | 180 | 0 | 0 | 0 | 0
40 | 181 | 175 | 120.75 | 9.3905 | 0
41 | 182 | 307.59 | 129.1878 | 14.9392 | 0
42 | 184 | 0 | 0 | 0 | 0
43 | 185 | 0 | 0 | 0 | 0
44 | 186 | 0 | 0 | 0 | 0
45 | 192 | 95 | 65.55 | 5.3895 | 0
46 | 196 | 0.9 | 0.621 | 0.054311 | 0
47 | 198 | 0.8 | 0.552 | 0.048279 | 0
48 | 205 | 15 | 10.35 | 0.89706 | 0
49 | 213 | 11 | 7.59 | 0.65953 | 0
50 | 264 | 2.5 | 1.725 | 0.15071 | 0
51 | 269 | 6 | 4.14 | 0.3609 | 0
52 | 277 | 70 | 48.3 | 4.0384 | 0
53 | 278 | 60 | 41.4 | 3.4846 | 0
54 | 279 | 60 | 41.4 | 3.4846 | 0
55 | 281 | 120 | 82.8 | 6.6926 | 0
56 | 282 | 40 | 27.6 | 2.3538 | 0
57 | 289 | 2.5 | 1.725 | 0.15071 | 0
58 | 294 | 2 | 1.38 | 0.12061 | 0
59 | 314 | 1.5 | 1.035 | 0.090484 | 0
60 | 328 | 44 | 30.36 | 2.5824 | 0
61 | 329 | 44 | 30.36 | 2.5824 | 0
62 | 330 | 44 | 30.36 | 2.5824 | 0
63 | 331 | 43 | 29.67 | 2.5253 | 0
64 | 334 | 1.5 | 1.035 | 0.090484 | 0
65 | 346 | 200 | 138 | 10.54 | 134.98
66 | 347 | 10 | 6.9 | 0.59996 | 0
67 | 359 | 1.5 | 1.035 | 0.090484 | 0
68 | 365 | 5.1 | 3.519 | 0.30694 | 0
69 | 382 | 8 | 5.52 | 0.48058 | 0
70 | 383 | 8 | 5.52 | 0.48058 | 0
71 | 385 | 6 | 4.14 | 0.3609 | 0
72 | 390 | 4.5 | 3.105 | 0.27093 | 0
73 | 395 | 10 | 6.9 | 0.59996 | 0
74 | 404 | 3 | 2.07 | 0.18079 | 0
75 | 426 | 3.2 | 2.208 | 0.19282 | 0
76 | 444 | 1 | 0.69 | 0.060342 | 0
77 | 451 | 4.5 | 3.105 | 0.27093 | 0
78 | 482 | 1 | 0.69 | 0.060342 | 0
79 | 492 | 2 | 1.38 | 0.12061 | 0
80 | 493 | 234 | 98.28 | 12.0263 | 0
81 | 494 | 234 | 98.28 | 12.0263 | 0
82 | 514 | 115 | 79.35 | 6.4359 | 0
83 | 515 | 115 | 79.35 | 6.4359 | 0
84 | 525 | 6 | 4.14 | 0.3609 | 0
85 | 536 | 6 | 4.14 | 0.3609 | 0
86 | 537 | 3.5 | 2.415 | 0.21086 | 0
87 | 556 | 2.7 | 1.863 | 0.16275 | 0
88 | 580 | 1.6 | 1.104 | 0.09651 | 0
89 | 584 | 2.7 | 1.863 | 0.16275 | 0
90 | 585 | 4 | 2.76 | 0.24091 | 0
91 | 607 | 0.8 | 0.552 | 0.048279 | 0
92 | 612 | 200 | 138 | 10.54 | 142.94
93 | 613 | 200 | 138 | 10.54 | 128.22
94 | 615 | 1.4 | 0.966 | 0.084457 | 0
95 | 623 | 7.6 | 5.244 | 0.45667 | 0
96 | 639 | 9.6 | 6.624 | 0.57611 | 0
97 | 651 | 4.7 | 3.243 | 0.28294 | 0
98 | 654 | 1.4 | 0.966 | 0.084457 | 0
99 | 664 | 6.2 | 4.278 | 0.37288 | 0
100 | 670 | 2.7 | 1.863 | 0.16275 | 0
101 | 674 | 1 | 0.69 | 0.060342 | 0
102 | 688 | 202 | 84.84 | 10.6299 | 141.73
103 | 692 | 1.4 | 0.966 | 0.084457 | 0
104 | 699 | 3.8 | 2.622 | 0.22889 | 0
105 | 712 | 1.2 | 0.828 | 0.072401 | 0
106 | 730 | 6.9 | 4.761 | 0.41479 | 0
107 | 732 | 1.1 | 0.759 | 0.066372 | 0
108 | 735 | 4.1 | 2.829 | 0.24691 | 0
109 | 740 | 4 | 2.76 | 0.24091 | 0
110 | 744 | 134 | 92.46 | 7.4014 | 0
111 | 754 | 80 | 55.2 | 4.5846 | 100.82
112 | 755 | 250 | 105 | 12.695 | 151.9
113 | 760 | 3.1 | 2.139 | 0.18681 | 0
114 | 766 | 2.1 | 1.449 | 0.12663 | 0
115 | 784 | 0.7 | 0.483 | 0.042247 | 0
116 | 790 | 49.8 | 34.362 | 2.9117 | 0
117 | 795 | 1.89 | 1.3041 | 0.11398 | 0
118 | 798 | 2.99 | 2.0631 | 0.18019 | 0
119 | 814 | 44.92 | 30.9948 | 2.6348 | 0
120 | 834 | 55 | 37.95 | 3.2047 | 114.15
121 | 878 | 2.99 | 2.0631 | 0.18019 | 0
122 | 884 | 2.49 | 1.7181 | 0.15011 | 0
123 | 892 | 31.87 | 21.9903 | 1.8853 | 0
124 | 895 | 8.96 | 6.1824 | 0.53792 | 0
125 | 901 | 3.68 | 2.5392 | 0.22168 | 0
126 | 910 | 4.58 | 3.1602 | 0.27574 | 0
127 | 911 | 370 | 155.4 | 17.0836 | 87.95
128 | 912 | 370 | 155.4 | 17.0836 | 130.25
129 | 914 | 15.93 | 10.9917 | 0.95211 | 0
130 | 917 | 2.09 | 1.4421 | 0.12603 | 0
131 | 919 | 21.91 | 15.1179 | 1.3045 | 0
132 | 920 | 1.99 | 1.3731 | 0.12 | 0
133 | 929 | 63.73 | 43.9737 | 3.6921 | 0
134 | 959 | 2.49 | 1.7181 | 0.15011 | 0
135 | 968 | 0.7 | 0.483 | 0.042247 | 0
136 | 993 | 3.98 | 2.7462 | 0.2397 | 0
137 | 994 | 1.99 | 1.3731 | 0.12 | 0
138 | 995 | 100 | 69 | 5.654 | 145.97
139 | 996 | 50 | 34.5 | 2.923 | 137.58
140 | 997 | 50 | 34.5 | 2.923 | 147.36
141 | 1004 | 4.28 | 2.9532 | 0.25772 | 0
142 | 1024 | 0.1 | 0.069 | 0.006038 | 0
143 | 1027 | 24.9 | 17.181 | 1.4797 | 0
144 | 1028 | 2.99 | 2.0631 | 0.18019 | 0
145 | 1029 | 24.9 | 17.181 | 1.4797 | 0
146 | 1053 | 59.76 | 41.2344 | 3.4712 | 0
147 | 1054 | 29.88 | 20.6172 | 1.7699 | 0
148 | 1105 | 7.97 | 5.4993 | 0.47879 | 0
149 | 1106 | 22.91 | 15.8079 | 1.3632 | 0
150 | 1107 | 10.56 | 7.2864 | 0.63333 | 0
151 | 1138 | 44.82 | 30.9258 | 2.6291 | 0
152 | 1140 | 230 | 96.6 | 11.856 | 82.92
153 | 1141 | 225 | 94.5 | 11.6415 | 133.59
154 | 1175 | 37.84 | 26.1096 | 2.2298 | 0
155 | 1182 | 120 | 82.8 | 6.6926 | 152.95
156 | 1183 | 120 | 82.8 | 6.6926 | 67.35
157 | 1184 | 120 | 82.8 | 6.6926 | 134.93
158 | 1191 | 106.56 | 73.5264 | 5.9981 | 0
159 | 1192 | 250 | 105 | 12.695 | 61.32
160 | 1201 | 99.59 | 68.7171 | 5.6324 | 0
161 | 1202 | 99.59 | 68.7171 | 5.6324 | 0
162 | 1203 | 99.59 | 68.7171 | 5.6324 | 0
163 | 1232 | 51.79 | 35.7351 | 3.0241 | 0
164 | 1233 | 14.94 | 10.3086 | 0.89351 | 0
165 | 1244 | 18.92 | 13.0548 | 1.1286 | 0
166 | 1247 | 15.93 | 10.9917 | 0.95211 | 0
167 | 1250 | 197.19 | 136.0611 | 10.4132 | 0
168 | 1268 | 0.5 | 0.345 | 0.03018 | 0
169 | 1316 | 1 | 0.69 | 0.060342 | 0
170 | 1325 | 1.39 | 0.9591 | 0.083854 | 0
171 | 1349 | 1.49 | 1.0281 | 0.089881 | 0
172 | 1356 | 1 | 0.69 | 0.060342 | 0
173 | 1359 | 0.8 | 0.552 | 0.048279 | 0
174 | 1393 | 12.75 | 8.7975 | 0.7636 | 0
175 | 1403 | 4.28 | 2.9532 | 0.25772 | 0
176 | 1416 | 371 | 155.82 | 17.1156 | 61.4
177 | 1417 | 120 | 82.8 | 6.6926 | 114.99
178 | 1418 | 20 | 13.8 | 1.1922 | 122.64
179 | 1426 | 495 | 222.75 | 20.4791 | 118.84
180 | 1429 | 0.2 | 0.138 | 0.012074 | 0
181 | 1469 | 0.6 | 0.414 | 0.036214 | 0
182 | 1475 | 2.09 | 1.4421 | 0.12603 | 0
183 | 1504 | 31.17 | 21.5073 | 1.8447 | 0
184 | 1505 | 48.8 | 33.672 | 2.8551 | 0
185 | 1514 | 2.29 | 1.5801 | 0.13807 | 0
186 | 1534 | 0.3 | 0.207 | 0.018111 | 0
187 | 1536 | 225 | 94.5 | 11.6415 | 143.83
188 | 1537 | 225 | 94.5 | 11.6415 | 67.48
189 | 1538 | 215 | 90.3 | 11.2067 | 88
190 | 1542 | 8.96 | 6.1824 | 0.53792 | 0
191 | 1543 | 1.2 | 0.828 | 0.072401 | 0
192 | 1550 | 1.79 | 1.2351 | 0.10796 | 0
193 | 1566 | 54.77 | 37.7913 | 3.1918 | 0
194 | 1587 | 63.74 | 43.9806 | 3.6926 | 0
195 | 1600 | 17.43 | 12.0267 | 1.0408 | 0
196 | 1602 | 120 | 82.8 | 6.6926 | 129.86
197 | 1603 | 120 | 82.8 | 6.6926 | 108.16
198 | 1609 | 0.3 | 0.207 | 0.018111 | 0
199 | 1617 | 2 | 1.38 | 0.12061 | 0
200 | 1620 | 1.6 | 1.104 | 0.09651 | 0
201 | 1627 | 1.6 | 1.104 | 0.09651 | 0
202 | 1630 | 0.5 | 0.345 | 0.03018 | 0
203 | 1635 | 0.1 | 0.069 | 0.006038 | 0
204 | 1638 | 30 | 20.7 | 1.7768 | 0
205 | 1664 | 150 | 103.5 | 8.193 | 0
206 | 1669 | 51 | 35.19 | 2.9795 | 0
207 | 1673 | 50 | 34.5 | 2.923 | 0
208 | 1674 | 90 | 62.1 | 5.1232 | 0
209 | 1679 | 3 | 2.07 | 0.18079 | 0
210 | 1683 | 2.3 | 1.587 | 0.13867 | 0
211 | 1685 | 3 | 2.07 | 0.18079 | 0
212 | 1686 | 50 | 34.5 | 2.923 | 0
213 | 1698 | 2.8 | 1.932 | 0.16876 | 0
214 | 1700 | 0.5 | 0.345 | 0.03018 | 0
215 | 1706 | 15 | 10.35 | 0.89706 | 0
216 | 1710 | 3 | 2.07 | 0.18079 | 0
217 | 1712 | 110 | 75.9 | 6.1772 | 0
218 | 1717 | 2.1 | 1.449 | 0.12663 | 0
219 | 1719 | 1.8 | 1.242 | 0.10856 | 0
220 | 1726 | 3.5 | 2.415 | 0.21086 | 0
221 | 1728 | 2.7 | 1.863 | 0.16275 | 0
222 | 1730 | 1.4 | 0.966 | 0.084457 | 0
223 | 1734 | 0.8 | 0.552 | 0.048279 | 0
224 | 1735 | 5 | 3.45 | 0.30094 | 0
225 | 1739 | 3 | 2.07 | 0.18079 | 0
226 | 1742 | 0.4 | 0.276 | 0.024146 | 0
227 | 1749 | 6 | 4.14 | 0.3609 | 0
228 | 1758 | 1.7 | 1.173 | 0.10254 | 0
229 | 1760 | 55 | 37.95 | 3.2047 | 75.66
230 | 1761 | 78 | 53.82 | 4.476 | 76.87
231 | 1763 | 50 | 34.5 | 2.923 | 143.58
232 | 1764 | 50 | 34.5 | 2.923 | 153.15
233 | 1768 | 4 | 2.76 | 0.24091 | 0
234 | 1788 | 3.3 | 2.277 | 0.19884 | 0
235 | 1793 | 3 | 2.07 | 0.18079 | 0
236 | 1799 | 1.5 | 1.035 | 0.090484 | 0
237 | 1807 | 2.6 | 1.794 | 0.15673 | 0
238 | 1844 | 1.2 | 0.828 | 0.072401 | 0
239 | 1845 | 1.2 | 0.828 | 0.072401 | 0
240 | 1870 | 1.2 | 0.828 | 0.072401 | 0
241 | 1871 | 0.6 | 0.414 | 0.036214 | 0
242 | 1874 | 4 | 2.76 | 0.24091 | 0
243 | 1875 | 0.5 | 0.345 | 0.03018 | 0
244 | 1882 | 200 | 138 | 10.54 | 131.78
245 | 1883 | 200 | 138 | 10.54 | 53.88
246 | 1894 | 1.5 | 1.035 | 0.090484 | 0
247 | 1895 | 0.3 | 0.207 | 0.018111 | 0
248 | 1904 | 17 | 11.73 | 1.0154 | 0
249 | 1918 | 6 | 4.14 | 0.3609 | 0
250 | 1921 | 50.7 | 34.983 | 2.9626 | 0
251 | 1932 | 2.5 | 1.725 | 0.15071 | 0
252 | 1940 | 2 | 1.38 | 0.12061 | 0
253 | 1947 | 6 | 4.14 | 0.3609 | 0
254 | 1960 | 1.5 | 1.035 | 0.090484 | 0
255 | 1961 | 0.6 | 0.414 | 0.036214 | 0
256 | 1962 | 0.6 | 0.414 | 0.036214 | 0
257 | 1964 | 0.5 | 0.345 | 0.03018 | 0
258 | 1966 | 2.9 | 2.001 | 0.17478 | 0
259 | 1970 | 2 | 1.38 | 0.12061 | 0
260 | 1974 | 3.5 | 2.415 | 0.21086 | 0
261 | 1976 | 2.8 | 1.932 | 0.16876 | 0
262 | 1977 | 3 | 2.07 | 0.18079 | 0
263 | 1993 | 2.6 | 1.794 | 0.15673 | 0
264 | 1995 | 21 | 14.49 | 1.251 | 0
265 | 1996 | 0.2 | 0.138 | 0.012074 | 0
266 | 1998 | 0.4 | 0.276 | 0.024146 | 0
267 | 2010 | 200 | 138 | 10.54 | 0
268 | 2021 | 83.4 | 57.546 | 4.7686 | 0
269 | 2022 | 81 | 55.89 | 4.6388 | 0
270 | 2026 | 25 | 17.25 | 1.4855 | 0
271 | 2027 | 12 | 8.28 | 0.71903 | 0
272 | 2033 | 5.6 | 3.864 | 0.33692 | 0
273 | 2034 | 0.5 | 0.345 | 0.03018 | 0
274 | 2036 | 0.4 | 0.276 | 0.024146 | 0
275 | 2046 | 1 | 0.69 | 0.060342 | 0
276 | 2085 | 0.3 | 0.207 | 0.018111 | 0
277 | 2088 | 0.5 | 0.345 | 0.03018 | 0
278 | 2099 | 18 | 12.42 | 1.0744 | 0
279 | 2106 | 1 | 0.69 | 0.060342 | 0
280 | 2107 | 3 | 2.07 | 0.18079 | 0
281 | 2108 | 0.6 | 0.414 | 0.036214 | 0
282 | 2115 | 2.4 | 1.656 | 0.14469 | 0
283 | 2119 | 110 | 75.9 | 6.1772 | 0
284 | 2121 | 1 | 0.69 | 0.060342 | 0
285 | 2127 | 2.2 | 1.518 | 0.13265 | 0
286 | 2138 | 50 | 34.5 | 2.923 | 0
287 | 2139 | 40 | 27.6 | 2.3538 | 0
288 | 2140 | 7.7 | 5.313 | 0.46265 | 0
289 | 2153 | 0.7 | 0.483 | 0.042247 | 0
290 | 2159 | 12 | 8.28 | 0.71903 | 0
291 | 2164 | 4.1 | 2.829 | 0.24691 | 0
292 | 2167 | 90 | 62.1 | 5.1232 | 0
293 | 2168 | 50 | 34.5 | 2.923 | 0
294 | 2171 | 6.5 | 4.485 | 0.39085 | 0
295 | 2194 | 10 | 6.9 | 0.59996 | 0
296 | 2197 | 27 | 18.63 | 1.6023 | 0
297 | 2204 | 26 | 17.94 | 1.5439 | 0
298 | 2213 | 2.6 | 1.794 | 0.15673 | 0
299 | 2217 | 4 | 2.76 | 0.24091 | 0
300 | 2218 | 1.5 | 1.035 | 0.090484 | 0
301 | 2221 | 49 | 33.81 | 2.8664 | 0
302 | 2225 | 1.6 | 1.104 | 0.09651 | 0
303 | 2234 | 2.7 | 1.863 | 0.16275 | 0
304 | 2237 | 16.5 | 11.385 | 0.98582 | 0
305 | 2248 | 2 | 1.38 | 0.12061 | 0
306 | 2268 | 1.8 | 1.242 | 0.10856 | 0
307 | 2271 | 2.4 | 1.656 | 0.14469 | 0
308 | 2272 | 10 | 6.9 | 0.59996 | 0
309 | 2273 | 6.3 | 4.347 | 0.37887 | 0
310 | 2278 | 1.5 | 1.035 | 0.090484 | 0
311 | 2290 | 0.2 | 0.138 | 0.012074 | 0
312 | 2293 | 2.5 | 1.725 | 0.15071 | 0
313 | 2294 | 1 | 0.69 | 0.060342 | 0
314 | 2296 | 13.5 | 9.315 | 0.80813 | 0
315 | 2298 | 0.4 | 0.276 | 0.024146 | 0
316 | 2307 | 0.4 | 0.276 | 0.024146 | 0
317 | 2323 | 1.1 | 0.759 | 0.066372 | 0
318 | 2328 | 3 | 2.07 | 0.18079 | 0
319 | 2330 | 0.3 | 0.207 | 0.018111 | 0
320 | 2336 | 55 | 37.95 | 3.2047 | 0
321 | 2339 | 17 | 11.73 | 1.0154 | 0
322 | 2361 | 51 | 35.19 | 2.9795 | 0
323 | 2372 | 37 | 25.53 | 2.1815 | 0
324 | 2376 | 2 | 1.38 | 0.12061 | 0
325 | 2379 | 7 | 4.83 | 0.42078 | 0
326 | 2380 | 50 | 34.5 | 2.923 | 0
327 | 2381 | 50 | 34.5 | 2.923 | 0

## Eg2 Line
Line data from: Polish 2383-bus system at winter peak (case2383wp). [Online]. Available: http://www.neos-guide.org/content/optimal-power-flow
Transmission Line Parameters
Line # | FromBus | ToBus | x (p.u.) | Normal rating (MW) | LTE rating (MW)
1 | 5 | 6 | 0.0305 | 400 | 480
2 | 6 | 8 | 0.01329 | 1517.4931 | 1820.9917
3 | 6 | 9 | 0.03675 | 926.6762 | 1112.0114
4 | 7 | 4 | 0.09711 | 379.8143 | 455.7771
5 | 7 | 5 | 0.03988 | 418.5 | 502.2
6 | 8 | 18 | 0.03977 | 891.7316 | 1070.078
7 | 10 | 3 | 0.07895 | 418.5 | 502.2
8 | 10 | 5 | 0.11219 | 345.3243 | 414.3891
9 | 11 | 4 | 0.01599 | 418.5 | 502.2
10 | 12 | 7 | 0.08742 | 407.0798 | 488.4958
11 | 13 | 7 | 0.01326 | 418.5 | 502.2
12 | 14 | 4 | 0.03223 | 418.5 | 502.2
13 | 15 | 6 | 0.03417 | 1017.1275 | 1220.5529
14 | 15 | 165 | 0.02474 | 1246.5909 | 1495.9091
15 | 16 | 1 | 0.01169 | 418.5 | 502.2
16 | 16 | 4 | 0.06665 | 418.5 | 502.2
17 | 16 | 11 | 0.03952 | 412.6075 | 495.129
18 | 16 | 18 | 0.02519 | 500 | 600
19 | 16 | 73 | 0.0624 | 418.5 | 502.2
20 | 17 | 2 | 0.01169 | 418.5 | 502.2
21 | 17 | 11 | 0.03952 | 412.6075 | 495.129
22 | 17 | 14 | 0.02853 | 418.5 | 502.2
23 | 17 | 18 | 0.02519 | 500 | 600
24 | 17 | 74 | 0.06405 | 418.5 | 502.2
25 | 18 | 15 | 0.04262 | 851.7893 | 1022.1471
26 | 18 | 76 | 0.01625 | 1507.6129 | 1809.1355
27 | 18 | 101 | 0.02769 | 1124.3799 | 1349.2559
28 | 19 | 7 | 0.0407 | 418.5 | 502.2
29 | 20 | 18 | 0.00749 | 2167.2146 | 2600.6575
30 | 21 | 7 | 0.00651 | 418.5 | 502.2
31 | 22 | 4 | 0.043 | 418.5 | 502.2
32 | 27 | 74 | 0.07231 | 418.5 | 502.2
33 | 28 | 27 | 0.0001 | 418.5 | 502.2
34 | 28 | 88 | 0.08161 | 418.5 | 502.2
35 | 29 | 7 | 0.07498 | 418.5 | 502.2
36 | 29 | 13 | 0.08114 | 418.5 | 502.2
37 | 29 | 32 | 0.02097 | 500 | 600
38 | 30 | 29 | 0.0001 | 418.5 | 502.2
39 | 31 | 6 | 0.01506 | 1548.4502 | 1858.1402
40 | 32 | 31 | 0.0001 | 3000 | 3600
41 | 33 | 27 | 0.01494 | 418.5 | 502.2
42 | 34 | 51 | 0.01406 | 1546.5917 | 1855.91
43 | 35 | 34 | 0.0001 | 3000 | 3600
44 | 36 | 32 | 0.0189 | 1538.3172 | 1845.9807
45 | 37 | 23 | 0.07031 | 418.5 | 502.2
46 | 38 | 26 | 0.05196 | 418.5 | 502.2
47 | 38 | 37 | 0.0001 | 418.5 | 502.2
48 | 39 | 31 | 0.02144 | 1367.7413 | 1641.2896
49 | 40 | 39 | 0.0001 | 3000 | 3600
50 | 41 | 25 | 0.04145 | 418.5 | 502.2
51 | 41 | 43 | 0.03 | 400 | 480
52 | 42 | 41 | 0.0001 | 418.5 | 502.2
53 | 44 | 40 | 0.01277 | 1549.1671 | 1859.0005
54 | 44 | 43 | 0.0001 | 3000 | 3600
55 | 45 | 29 | 0.04021 | 418.5 | 502.2
56 | 46 | 23 | 0.04868 | 418.5 | 502.2
57 | 46 | 30 | 0.04021 | 418.5 | 502.2
58 | 46 | 45 | 0.0001 | 418.5 | 502.2
59 | 47 | 28 | 0.01798 | 418.5 | 502.2
60 | 47 | 42 | 0.06564 | 418.5 | 502.2
61 | 48 | 27 | 0.06215 | 418.5 | 502.2
62 | 48 | 29 | 0.04283 | 418.5 | 502.2
63 | 49 | 30 | 0.04541 | 418.5 | 502.2
64 | 49 | 45 | 0.06097 | 418.5 | 502.2
65 | 49 | 48 | 0.0001 | 418.5 | 502.2
66 | 50 | 44 | 0.01097 | 1549.6013 | 1859.5216
67 | 51 | 50 | 0.0001 | 3000 | 3600
68 | 53 | 23 | 0.06558 | 418.5 | 502.2
69 | 53 | 25 | 0.03368 | 418.5 | 502.2
70 | 53 | 52 | 0.00878 | 418.5 | 502.2
71 | 54 | 24 | 0.05727 | 418.5 | 502.2
72 | 54 | 25 | 0.0014 | 418.5 | 502.2
73 | 54 | 42 | 0.02643 | 418.5 | 502.2
74 | 55 | 38 | 0.02076 | 418.5 | 502.2
75 | 60 | 85 | 0.0593 | 418.5 | 502.2
76 | 62 | 61 | 0.0001 | 418.5 | 502.2
77 | 63 | 59 | 0.01405 | 418.5 | 502.2
78 | 64 | 61 | 0.03843 | 418.5 | 502.2
79 | 64 | 69 | 0.02975 | 418.5 | 502.2
80 | 65 | 91 | 0.01446 | 418.5 | 502.2
81 | 66 | 67 | 0.02094 | 500 | 600
82 | 66 | 68 | 0.02355 | 425.4697 | 510.5637
83 | 67 | 20 | 0.03425 | 971.7672 | 1166.1207
84 | 68 | 78 | 0.04153 | 418.5 | 502.2
85 | 70 | 73 | 0.00971 | 418.5 | 502.2
86 | 71 | 63 | 0.03079 | 418.5 | 502.2
87 | 72 | 71 | 0.0001 | 418.5 | 502.2
88 | 73 | 75 | 0.02444 | 330 | 396
89 | 74 | 56 | 0.01281 | 418.5 | 502.2
90 | 74 | 76 | 0.02469 | 330 | 396
91 | 74 | 108 | 0.00517 | 418.5 | 502.2
92 | 75 | 18 | 0.02369 | 1241.3007 | 1489.5609
93 | 76 | 75 | 0.0001 | 3000 | 3600
94 | 76 | 105 | 0.02756 | 1182.6969 | 1419.2362
95 | 78 | 103 | 0.03368 | 418.5 | 502.2
96 | 79 | 64 | 0.02438 | 418.5 | 502.2
97 | 80 | 41 | 0.0438 | 418.5 | 502.2
98 | 80 | 58 | 0.00496 | 418.5 | 502.2
99 | 80 | 96 | 0.0876 | 406.528 | 487.8336
100 | 81 | 57 | 0.00496 | 418.5 | 502.2
101 | 81 | 80 | 0.0001 | 418.5 | 502.2
102 | 82 | 59 | 0.07045 | 418.5 | 502.2
103 | 82 | 62 | 0.01095 | 418.5 | 502.2
104 | 83 | 69 | 0.00992 | 418.5 | 502.2
105 | 84 | 77 | 0.02665 | 418.5 | 502.2
106 | 84 | 83 | 0.0001 | 418.5 | 502.2
107 | 85 | 77 | 0.01384 | 418.5 | 502.2
108 | 86 | 71 | 0.00971 | 418.5 | 502.2
109 | 86 | 85 | 0.0001 | 418.5 | 502.2
110 | 86 | 108 | 0.0405 | 418.5 | 502.2
111 | 87 | 73 | 0.02851 | 418.5 | 502.2
112 | 88 | 79 | 0.02335 | 418.5 | 502.2
113 | 88 | 87 | 0.0001 | 418.5 | 502.2
114 | 89 | 94 | 0.04153 | 418.5 | 502.2
115 | 90 | 65 | 0.04132 | 418.5 | 502.2
116 | 91 | 63 | 0.02769 | 418.5 | 502.2
117 | 92 | 106 | 0.0105 | 1581.0494 | 1897.2593
118 | 93 | 64 | 0.0126 | 418.5 | 502.2
119 | 93 | 81 | 0.11674 | 336.388 | 403.6656
120 | 94 | 63 | 0.0126 | 418.5 | 502.2
121 | 94 | 87 | 0.03512 | 418.5 | 502.2
122 | 94 | 93 | 0.0001 | 418.5 | 502.2
123 | 95 | 64 | 0.04236 | 418.5 | 502.2
124 | 96 | 63 | 0.04236 | 418.5 | 502.2
125 | 96 | 95 | 0.0001 | 418.5 | 502.2
126 | 98 | 50 | 0.01788 | 1497.4325 | 1796.919
127 | 99 | 43 | 0.01994 | 1397.7004 | 1677.2404
128 | 99 | 98 | 0.0001 | 3000 | 3600
129 | 100 | 50 | 0.05544 | 711.4007 | 853.6808
130 | 100 | 92 | 0.01038 | 1582.2492 | 1898.6991
131 | 101 | 99 | 0.03562 | 997.8509 | 1197.4211
132 | 101 | 100 | 0.0001 | 3000 | 3600
133 | 102 | 89 | 0.01343 | 418.5 | 502.2
134 | 102 | 95 | 0.02459 | 418.5 | 502.2
135 | 103 | 83 | 0.02169 | 418.5 | 502.2
136 | 103 | 106 | 0.02875 | 400 | 480
137 | 104 | 60 | 0.04091 | 418.5 | 502.2
138 | 104 | 90 | 0.0314 | 418.5 | 502.2
139 | 104 | 103 | 0.0001 | 418.5 | 502.2
140 | 105 | 185 | 0.01763 | 1566.1879 | 1879.4254
141 | 106 | 105 | 0.0001 | 3000 | 3600
142 | 106 | 180 | 0.01469 | 1568.8768 | 1882.6522
143 | 107 | 70 | 0.00413 | 418.5 | 502.2
144 | 108 | 107 | 0.00496 | 418.5 | 502.2
145 | 109 | 61 | 0.0062 | 418.5 | 502.2
146 | 110 | 62 | 0.0062 | 418.5 | 502.2
147 | 111 | 11 | 0.06196 | 418.5 | 502.2
148 | 112 | 22 | 0.02618 | 418.5 | 502.2
149 | 112 | 111 | 0.0001 | 418.5 | 502.2
150 | 113 | 114 | 0.03654 | 418.5 | 502.2
151 | 114 | 131 | 0.04231 | 418.5 | 502.2
152 | 116 | 115 | 0.0001 | 3000 | 3600
153 | 119 | 118 | 0.0001 | 418.5 | 502.2
154 | 122 | 121 | 0.0001 | 418.5 | 502.2
155 | 123 | 111 | 0.03188 | 418.5 | 502.2
156 | 124 | 19 | 0.12366 | 323.8521 | 388.6225
157 | 124 | 111 | 0.03252 | 418.5 | 502.2
158 | 124 | 123 | 0.0001 | 418.5 | 502.2
159 | 125 | 120 | 0.07789 | 418.5 | 502.2
160 | 126 | 118 | 0.0413 | 418.5 | 502.2
161 | 126 | 125 | 0.0001 | 418.5 | 502.2
162 | 126 | 127 | 0.0305 | 400 | 480
163 | 128 | 127 | 0.0001 | 3000 | 3600
164 | 129 | 148 | 0.053 | 418.5 | 502.2
165 | 130 | 120 | 0.07686 | 418.5 | 502.2
166 | 130 | 132 | 0.09136 | 395.4151 | 474.4981
167 | 130 | 154 | 0.05696 | 418.5 | 502.2
168 | 131 | 133 | 0.02756 | 330 | 396
169 | 132 | 131 | 0.0001 | 418.5 | 502.2
170 | 132 | 134 | 0.02756 | 330 | 396
171 | 133 | 115 | 0.02696 | 1162.483 | 1394.9796
172 | 134 | 133 | 0.0001 | 3000 | 3600
173 | 135 | 125 | 0.03465 | 418.5 | 502.2
174 | 136 | 135 | 0.0001 | 418.5 | 502.2
175 | 138 | 67 | 0.02056 | 1361.0971 | 1633.3165
176 | 138 | 116 | 0.01733 | 1535.7373 | 1842.8848
177 | 138 | 137 | 0.0001 | 3000 | 3600
178 | 139 | 124 | 0.00331 | 418.5 | 502.2
179 | 140 | 12 | 0.10589 | 358.7402 | 430.4882
180 | 140 | 117 | 0.08057 | 418.5 | 502.2
181 | 140 | 123 | 0.00331 | 418.5 | 502.2
182 | 140 | 139 | 0.0001 | 418.5 | 502.2
183 | 142 | 118 | 0.00721 | 418.5 | 502.2
184 | 142 | 135 | 0.04483 | 418.5 | 502.2
185 | 143 | 117 | 0.02593 | 418.5 | 502.2
186 | 143 | 129 | 0.05225 | 418.5 | 502.2
187 | 143 | 145 | 0.02375 | 500 | 600
188 | 144 | 123 | 0.09638 | 381.7091 | 458.0509
189 | 144 | 141 | 0.07622 | 418.5 | 502.2
190 | 144 | 143 | 0.0001 | 418.5 | 502.2
191 | 144 | 147 | 0.0956 | 383.7602 | 460.5122
192 | 145 | 128 | 0.04326 | 871.7857 | 1046.1429
193 | 146 | 145 | 0.0001 | 3000 | 3600
194 | 147 | 131 | 0.07335 | 418.5 | 502.2
195 | 148 | 132 | 0.07335 | 418.5 | 502.2
196 | 148 | 147 | 0.0001 | 418.5 | 502.2
197 | 149 | 143 | 0.01318 | 418.5 | 502.2
198 | 150 | 132 | 0.07955 | 418.5 | 502.2
199 | 151 | 113 | 0.01655 | 418.5 | 502.2
200 | 151 | 121 | 0.04401 | 418.5 | 502.2
201 | 151 | 131 | 0.07955 | 418.5 | 502.2
202 | 151 | 150 | 0.0001 | 418.5 | 502.2
203 | 152 | 66 | 0.08285 | 418.5 | 502.2
204 | 152 | 150 | 0.03698 | 418.5 | 502.2
205 | 153 | 152 | 0.0001 | 418.5 | 502.2
206 | 154 | 147 | 0.01779 | 418.5 | 502.2
207 | 156 | 158 | 0.03093 | 400 | 480
208 | 157 | 127 | 0.03463 | 994.3531 | 1193.2237
209 | 158 | 157 | 0.0001 | 3000 | 3600
210 | 159 | 165 | 0.02583 | 1237.65 | 1485.18
211 | 159 | 176 | 0.01569 | 1546.0717 | 1855.286
212 | 160 | 159 | 0.0001 | 3000 | 3600
213 | 160 | 177 | 0.01569 | 1546.0717 | 1855.286
214 | 161 | 166 | 0.14254 | 294.8836 | 353.8603
215 | 162 | 161 | 0.0001 | 418.5 | 502.2
216 | 162 | 179 | 0.11132 | 347.1018 | 416.5221
217 | 163 | 165 | 0.03 | 500 | 600
218 | 163 | 172 | 0.04196 | 418.5 | 502.2
219 | 164 | 163 | 0.0001 | 418.5 | 502.2
220 | 164 | 167 | 0.05919 | 418.5 | 502.2
221 | 166 | 139 | 0.08702 | 408.3129 | 489.9755
222 | 166 | 155 | 0.02114 | 418.5 | 502.2
223 | 167 | 140 | 0.0894 | 401.1112 | 481.3334
224 | 167 | 166 | 0.0001 | 418.5 | 502.2
225 | 168 | 160 | 0.02475 | 1240.228 | 1488.2736
226 | 169 | 168 | 0.0001 | 3000 | 3600
227 | 170 | 174 | 0.16014 | 273.089 | 327.7068
228 | 171 | 10 | 0.10413 | 362.7276 | 435.2731
229 | 171 | 170 | 0.0001 | 418.5 | 502.2
230 | 173 | 172 | 0.0001 | 418.5 | 502.2
231 | 173 | 175 | 0.05579 | 418.5 | 502.2
232 | 174 | 139 | 0.06829 | 418.5 | 502.2
233 | 175 | 174 | 0.0001 | 418.5 | 502.2
234 | 176 | 158 | 0.03312 | 1023.7618 | 1228.5141
235 | 177 | 176 | 0.0001 | 3000 | 3600
236 | 178 | 141 | 0.09717 | 379.6596 | 455.5915
237 | 179 | 156 | 0.04236 | 418.5 | 502.2
238 | 179 | 178 | 0.0001 | 418.5 | 502.2
239 | 181 | 55 | 0.08353 | 418.5 | 502.2
240 | 182 | 133 | 0.00338 | 1621.8447 | 1946.2136
241 | 182 | 134 | 0.00338 | 1621.8447 | 1946.2136
242 | 183 | 34 | 0.02287 | 1344.0548 | 1612.8658
243 | 183 | 35 | 0.02287 | 1344.0548 | 1612.8658
244 | 184 | 61 | 0.07066 | 418.5 | 502.2
245 | 184 | 84 | 0.07087 | 418.5 | 502.2
246 | 186 | 125 | 0.01591 | 418.5 | 502.2
247 | 186 | 126 | 0.01591 | 418.5 | 502.2
248 | 193 | 192 | 0.02256 | 148.5 | 178.2
249 | 193 | 332 | 0.07347 | 148.5 | 178.2
250 | 194 | 192 | 0.00851 | 148.5 | 178.2
251 | 197 | 247 | 0.09347 | 148.5 | 178.2
252 | 200 | 428 | 0.02298 | 148.5 | 178.2
253 | 201 | 255 | 0.08215 | 148.5 | 178.2
254 | 202 | 187 | 0.17736 | 148.5 | 178.2
255 | 202 | 332 | 0.11628 | 148.5 | 178.2
256 | 203 | 459 | 0.11719 | 148.5 | 178.2
257 | 204 | 526 | 0.0043 | 148.5 | 178.2
258 | 205 | 527 | 0.0043 | 148.5 | 178.2
259 | 207 | 191 | 0.02215 | 148.5 | 178.2
260 | 208 | 326 | 0.09438 | 148.5 | 178.2
261 | 208 | 342 | 0.01157 | 148.5 | 178.2
262 | 209 | 211 | 0.02215 | 148.5 | 178.2
263 | 217 | 346 | 0.05661 | 148.5 | 178.2
264 | 219 | 3 | 0.06736 | 160 | 192
265 | 219 | 201 | 0.08496 | 148.5 | 178.2
266 | 219 | 218 | 0.04273 | 148.5 | 178.2
267 | 220 | 3 | 0.06736 | 160 | 192
268 | 224 | 206 | 0.02983 | 148.5 | 178.2
269 | 225 | 510 | 0.05678 | 148.5 | 178.2
270 | 226 | 348 | 0.08058 | 148.5 | 178.2
271 | 227 | 219 | 0.06314 | 148.5 | 178.2
272 | 227 | 226 | 0.01992 | 148.5 | 178.2
273 | 230 | 221 | 0.0805 | 148.5 | 178.2
274 | 231 | 365 | 0.05851 | 148.5 | 178.2
275 | 232 | 366 | 0.06124 | 148.5 | 178.2
276 | 233 | 211 | 0.06273 | 148.5 | 178.2
277 | 236 | 384 | 0.01132 | 148.5 | 178.2
278 | 236 | 385 | 0.01091 | 148.5 | 178.2
279 | 238 | 361 | 0.01 | 148.5 | 178.2
280 | 239 | 202 | 0.09 | 148.5 | 178.2
281 | 240 | 221 | 0.06198 | 148.5 | 178.2
282 | 240 | 401 | 0.01388 | 148.5 | 178.2
283 | 241 | 287 | 0.03041 | 148.5 | 178.2
284 | 245 | 4 | 0.06901 | 160 | 192
285 | 246 | 4 | 0.06901 | 160 | 192
286 | 247 | 427 | 0.03727 | 148.5 | 178.2
287 | 248 | 194 | 0.08719 | 148.5 | 178.2
288 | 249 | 294 | 0.01215 | 148.5 | 178.2
289 | 250 | 349 | 0.01851 | 148.5 | 178.2
290 | 251 | 235 | 0.02273 | 148.5 | 178.2
291 | 252 | 319 | 0.02504 | 148.5 | 178.2
292 | 253 | 245 | 0.05198 | 148.5 | 178.2
293 | 254 | 245 | 0.06455 | 148.5 | 178.2
294 | 256 | 194 | 0.08446 | 148.5 | 178.2
295 | 257 | 363 | 0.02281 | 148.5 | 178.2
296 | 259 | 250 | 0.02917 | 148.5 | 178.2
297 | 260 | 365 | 0.01777 | 148.5 | 178.2
298 | 261 | 272 | 0.0181 | 148.5 | 178.2
299 | 261 | 353 | 0.0386 | 148.5 | 178.2
300 | 262 | 222 | 0.02826 | 148.5 | 178.2
301 | 265 | 258 | 0.04298 | 148.5 | 178.2
302 | 267 | 519 | 0.00645 | 148.5 | 178.2
303 | 268 | 527 | 0.01521 | 148.5 | 178.2
304 | 270 | 246 | 0.06876 | 148.5 | 178.2
305 | 271 | 446 | 0.07893 | 148.5 | 178.2
306 | 272 | 353 | 0.01975 | 148.5 | 178.2
307 | 273 | 215 | 0.00281 | 148.5 | 178.2
308 | 275 | 280 | 0.0119 | 148.5 | 178.2
309 | 275 | 534 | 0.00992 | 148.5 | 178.2
310 | 276 | 299 | 0.00091 | 148.5 | 178.2
311 | 279 | 215 | 0.02636 | 148.5 | 178.2
312 | 280 | 267 | 0.00678 | 148.5 | 178.2
313 | 281 | 245 | 0.00959 | 148.5 | 178.2
314 | 281 | 274 | 0.01372 | 148.5 | 178.2
315 | 282 | 210 | 0.04702 | 148.5 | 178.2
316 | 283 | 265 | 0.08744 | 148.5 | 178.2
317 | 284 | 239 | 0.07157 | 148.5 | 178.2
318 | 284 | 308 | 0.05537 | 148.5 | 178.2
319 | 285 | 195 | 0.06355 | 148.5 | 178.2
320 | 286 | 285 | 0.02281 | 148.5 | 178.2
321 | 286 | 337 | 0.06405 | 148.5 | 178.2
322 | 287 | 318 | 0.01934 | 148.5 | 178.2
323 | 288 | 274 | 0.01661 | 148.5 | 178.2
324 | 291 | 282 | 0.00727 | 148.5 | 178.2
325 | 292 | 277 | 0.01612 | 148.5 | 178.2
326 | 293 | 277 | 0.0086 | 148.5 | 178.2
327 | 294 | 290 | 0.0124 | 148.5 | 178.2
328 | 296 | 293 | 0.00033 | 148.5 | 178.2
329 | 297 | 353 | 0.07736 | 148.5 | 178.2
330 | 298 | 297 | 0.00802 | 148.5 | 178.2
331 | 299 | 245 | 0.02273 | 148.5 | 178.2
332 | 299 | 289 | 0.02471 | 148.5 | 178.2
333 | 301 | 229 | 0.08281 | 148.5 | 178.2
334 | 302 | 295 | 0.02322 | 148.5 | 178.2
335 | 304 | 246 | 0.02802 | 148.5 | 178.2
336 | 304 | 273 | 0.01124 | 148.5 | 178.2
337 | 305 | 212 | 0.07686 | 148.5 | 178.2
338 | 306 | 243 | 0.00529 | 148.5 | 178.2
339 | 308 | 192 | 0.12033 | 148.5 | 178.2
340 | 309 | 5 | 0.0686 | 160 | 192
341 | 309 | 5 | 0.0686 | 160 | 192
342 | 309 | 243 | 0.02826 | 148.5 | 178.2
343 | 309 | 520 | 0.01331 | 148.5 | 178.2
344 | 310 | 6 | 0.06188 | 250 | 300
345 | 312 | 310 | 0.0619 | 148.5 | 178.2
346 | 312 | 311 | 0.0001 | 148.5 | 178.2
347 | 315 | 341 | 0.03157 | 148.5 | 178.2
348 | 317 | 468 | 0.03562 | 148.5 | 178.2
349 | 318 | 467 | 0.00149 | 148.5 | 178.2
350 | 319 | 517 | 0.04521 | 148.5 | 178.2
351 | 320 | 256 | 0.04008 | 148.5 | 178.2
352 | 321 | 7 | 0.03368 | 250 | 300
353 | 321 | 467 | 0.05843 | 148.5 | 178.2
354 | 321 | 530 | 0.01694 | 148.5 | 178.2
355 | 322 | 7 | 0.06775 | 160 | 192
356 | 322 | 475 | 0.01281 | 148.5 | 178.2
357 | 322 | 478 | 0.09504 | 148.5 | 178.2
358 | 323 | 263 | 0.06975 | 148.5 | 178.2
359 | 323 | 312 | 0.07521 | 148.5 | 178.2
360 | 324 | 242 | 0.02793 | 148.5 | 178.2
361 | 327 | 217 | 0.0881 | 148.5 | 178.2
362 | 332 | 9 | 0.05244 | 330 | 396
363 | 332 | 194 | 0.08099 | 148.5 | 178.2
364 | 332 | 269 | 0.08818 | 148.5 | 178.2
365 | 333 | 211 | 0.15901 | 148.5 | 178.2
366 | 333 | 213 | 0.05992 | 148.5 | 178.2
367 | 334 | 209 | 0.03 | 148.5 | 178.2
368 | 336 | 255 | 0.07975 | 148.5 | 178.2
369 | 336 | 290 | 0.0338 | 148.5 | 178.2
370 | 338 | 254 | 0.01347 | 148.5 | 178.2
371 | 339 | 246 | 0.07446 | 148.5 | 178.2
372 | 340 | 218 | 0.08967 | 148.5 | 178.2
373 | 340 | 240 | 0.11901 | 148.5 | 178.2
374 | 341 | 233 | 0.06496 | 148.5 | 178.2
375 | 342 | 445 | 0.08512 | 148.5 | 178.2
376 | 343 | 213 | 0.03075 | 148.5 | 178.2
377 | 344 | 346 | 0.01446 | 148.5 | 178.2
378 | 345 | 305 | 0.05587 | 148.5 | 178.2
379 | 346 | 10 | 0.06839 | 160 | 192
380 | 346 | 294 | 0.10347 | 148.5 | 178.2
381 | 346 | 344 | 0.01298 | 148.5 | 178.2
382 | 347 | 10 | 0.06839 | 160 | 192
383 | 347 | 336 | 0.08314 | 148.5 | 178.2
384 | 347 | 345 | 0.1286 | 148.5 | 178.2
385 | 348 | 320 | 0.04736 | 148.5 | 178.2
386 | 349 | 309 | 0.04488 | 148.5 | 178.2
387 | 350 | 283 | 0.04455 | 148.5 | 178.2
388 | 351 | 198 | 0.10818 | 148.5 | 178.2
389 | 351 | 322 | 0.02025 | 148.5 | 178.2
390 | 352 | 11 | 0.06901 | 160 | 192
391 | 352 | 253 | 0.04669 | 148.5 | 178.2
392 | 352 | 288 | 0.04116 | 148.5 | 178.2
393 | 352 | 316 | 0.01017 | 148.5 | 178.2
394 | 353 | 11 | 0.06901 | 160 | 192
395 | 353 | 210 | 0.03628 | 148.5 | 178.2
396 | 354 | 2 | 0.06612 | 160 | 192
397 | 354 | 207 | 0.04446 | 148.5 | 178.2
398 | 354 | 228 | 0.06314 | 148.5 | 178.2
399 | 354 | 234 | 0.01273 | 148.5 | 178.2
400 | 355 | 1 | 0.06612 | 160 | 192
401 | 355 | 190 | 0.0638 | 148.5 | 178.2
402 | 355 | 235 | 0.01207 | 148.5 | 178.2
403 | 358 | 380 | 0.01256 | 148.5 | 178.2
404 | 359 | 12 | 0.06612 | 160 | 192
405 | 360 | 12 | 0.06612 | 160 | 192
406 | 360 | 331 | 0.03099 | 148.5 | 178.2
407 | 360 | 356 | 0.02545 | 148.5 | 178.2
408 | 361 | 222 | 0.07413 | 148.5 | 178.2
409 | 361 | 328 | 0.03 | 148.5 | 178.2
410 | 362 | 373 | 0.0262 | 148.5 | 178.2
411 | 364 | 326 | 0.09314 | 148.5 | 178.2
412 | 365 | 13 | 0.06901 | 160 | 192
413 | 366 | 13 | 0.06901 | 160 | 192
414 | 367 | 14 | 0.06798 | 160 | 192
415 | 368 | 14 | 0.06901 | 160 | 192
416 | 369 | 255 | 0.09496 | 148.5 | 178.2
417 | 369 | 335 | 0.07066 | 148.5 | 178.2
418 | 370 | 354 | 0.13702 | 148.5 | 178.2
419 | 370 | 367 | 0.01587 | 148.5 | 178.2
420 | 371 | 325 | 0.01298 | 148.5 | 178.2
421 | 372 | 223 | 0.03124 | 148.5 | 178.2
422 | 372 | 311 | 0.12 | 148.5 | 178.2
423 | 373 | 237 | 0.06438 | 148.5 | 178.2
424 | 374 | 15 | 0.06188 | 250 | 300
425 | 374 | 330 | 0.03463 | 148.5 | 178.2
426 | 374 | 361 | 0.04116 | 148.5 | 178.2
427 | 375 | 325 | 0.03777 | 148.5 | 178.2
428 | 375 | 329 | 0.05405 | 148.5 | 178.2
429 | 375 | 359 | 0.0743 | 148.5 | 178.2
430 | 376 | 190 | 0.07248 | 148.5 | 178.2
431 | 376 | 368 | 0.0214 | 148.5 | 178.2
432 | 377 | 337 | 0.01752 | 148.5 | 178.2
433 | 377 | 343 | 0.01967 | 148.5 | 178.2
434 | 378 | 359 | 0.0062 | 148.5 | 178.2
435 | 378 | 371 | 0.00818 | 148.5 | 178.2
436 | 379 | 337 | 0.12132 | 148.5 | 178.2
437 | 381 | 314 | 0.10124 | 148.5 | 178.2
438 | 381 | 344 | 0.01207 | 148.5 | 178.2
439 | 383 | 488 | 0.00231 | 148.5 | 178.2
440 | 384 | 206 | 0.02545 | 148.5 | 178.2
441 | 386 | 211 | 0.07967 | 148.5 | 178.2
442 | 386 | 347 | 0.19198 | 148.5 | 178.2
443 | 387 | 314 | 0.07157 | 148.5 | 178.2
444 | 388 | 518 | 0.01802 | 148.5 | 178.2
445 | 389 | 322 | 0.02868 | 148.5 | 178.2
446 | 389 | 385 | 0.01421 | 148.5 | 178.2
447 | 391 | 316 | 0.01446 | 148.5 | 178.2
448 | 392 | 228 | 0.08223 | 148.5 | 178.2
449 | 393 | 359 | 0.01711 | 148.5 | 178.2
450 | 393 | 373 | 0.01603 | 148.5 | 178.2
451 | 394 | 338 | 0.10603 | 148.5 | 178.2
452 | 395 | 334 | 0.1276 | 148.5 | 178.2
453 | 395 | 374 | 0.14529 | 148.5 | 178.2
454 | 396 | 245 | 0.04636 | 148.5 | 178.2
455 | 402 | 355 | 0.02421 | 148.5 | 178.2
456 | 403 | 517 | 0.00397 | 148.5 | 178.2
457 | 404 | 392 | 0.00471 | 148.5 | 178.2
458 | 404 | 400 | 0.00785 | 148.5 | 178.2
459 | 405 | 444 | 0.01248 | 148.5 | 178.2
460 | 406 | 277 | 0.0124 | 148.5 | 178.2
461 | 406 | 352 | 0.01793 | 148.5 | 178.2
462 | 407 | 431 | 0.04785 | 148.5 | 178.2
463 | 408 | 266 | 0.07942 | 148.5 | 178.2
464 | 410 | 380 | 0.07331 | 148.5 | 178.2
465 | 411 | 263 | 0.03793 | 148.5 | 178.2
466 | 412 | 411 | 0.02091 | 148.5 | 178.2
467 | 413 | 412 | 0.02074 | 148.5 | 178.2
468 | 414 | 240 | 0.10165 | 148.5 | 178.2
469 | 415 | 213 | 0.04298 | 148.5 | 178.2
470 | 415 | 387 | 0.0781 | 148.5 | 178.2
471 | 416 | 365 | 0.03421 | 148.5 | 178.2
472 | 417 | 408 | 0.06182 | 148.5 | 178.2
473 | 419 | 339 | 0.13264 | 148.5 | 178.2
474 | 420 | 310 | 0.00777 | 148.5 | 178.2
475 | 422 | 265 | 0.0295 | 148.5 | 178.2
476 | 423 | 187 | 0.08364 | 148.5 | 178.2
477 | 423 | 411 | 0.19074 | 148.5 | 178.2
478 | 425 | 19 | 0.06818 | 160 | 192
479 | 425 | 198 | 0.08264 | 148.5 | 178.2
480 | 425 | 203 | 0.02769 | 148.5 | 178.2
481 | 425 | 224 | 0.10008 | 148.5 | 178.2
482 | 425 | 295 | 0.09471 | 148.5 | 178.2
483 | 425 | 438 | 0.15504 | 148.5 | 178.2
484 | 426 | 411 | 0.09587 | 148.5 | 178.2
485 | 428 | 374 | 0.08223 | 148.5 | 178.2
486 | 429 | 291 | 0.03058 | 148.5 | 178.2
487 | 429 | 353 | 0.02537 | 148.5 | 178.2
488 | 430 | 300 | 0.10785 | 148.5 | 178.2
489 | 431 | 229 | 0.03231 | 148.5 | 178.2
490 | 432 | 356 | 0.06025 | 148.5 | 178.2
491 | 432 | 379 | 0.09967 | 148.5 | 178.2
492 | 433 | 199 | 0.03198 | 148.5 | 178.2
493 | 433 | 368 | 0.03479 | 148.5 | 178.2
494 | 434 | 188 | 0.11711 | 148.5 | 178.2
495 | 434 | 401 | 0.03736 | 148.5 | 178.2
496 | 435 | 310 | 0.05959 | 148.5 | 178.2
497 | 436 | 259 | 0.03041 | 148.5 | 178.2
498 | 437 | 188 | 0.1257 | 148.5 | 178.2
499 | 437 | 220 | 0.02388 | 148.5 | 178.2
500 | 438 | 262 | 0.05512 | 148.5 | 178.2
501 | 439 | 364 | 0.06438 | 148.5 | 178.2
502 | 440 | 242 | 0.12165 | 148.5 | 178.2
503 | 440 | 365 | 0.07612 | 148.5 | 178.2
504 | 441 | 279 | 0.01388 | 148.5 | 178.2
505 | 442 | 214 | 0.07157 | 148.5 | 178.2
506 | 442 | 303 | 0.0724 | 148.5 | 178.2
507 | 443 | 189 | 0.08273 | 148.5 | 178.2
508 | 444 | 199 | 0.03893 | 148.5 | 178.2
509 | 445 | 367 | 0.08868 | 148.5 | 178.2
510 | 446 | 405 | 0.01174 | 148.5 | 178.2
511 | 447 | 20 | 0.06119 | 250 | 300
512 | 447 | 216 | 0.00942 | 148.5 | 178.2
513 | 447 | 417 | 0.02628 | 148.5 | 178.2
514 | 448 | 20 | 0.06119 | 250 | 300
515 | 449 | 445 | 0.01612 | 148.5 | 178.2
516 | 450 | 446 | 0.00835 | 148.5 | 178.2
517 | 451 | 321 | 0.00512 | 148.5 | 178.2
518 | 451 | 416 | 0.04438 | 148.5 | 178.2
519 | 452 | 322 | 0.00669 | 148.5 | 178.2
520 | 453 | 192 | 0.02545 | 148.5 | 178.2
521 | 454 | 321 | 0.01901 | 148.5 | 178.2
522 | 455 | 322 | 0.01975 | 148.5 | 178.2
523 | 458 | 213 | 0.0114 | 148.5 | 178.2
524 | 458 | 257 | 0.04471 | 148.5 | 178.2
525 | 459 | 418 | 0.00843 | 148.5 | 178.2
526 | 460 | 305 | 0.12769 | 148.5 | 178.2
527 | 462 | 307 | 0.05355 | 148.5 | 178.2
528 | 464 | 382 | 0.00587 | 148.5 | 178.2
529 | 464 | 455 | 0.01777 | 148.5 | 178.2
530 | 465 | 462 | 0.00851 | 148.5 | 178.2
531 | 466 | 230 | 0.15479 | 148.5 | 178.2
532 | 468 | 531 | 0.00174 | 148.5 | 178.2
533 | 469 | 448 | 0.04215 | 148.5 | 178.2
534 | 470 | 923 | 0.02975 | 148.5 | 178.2
535 | 471 | 246 | 0.01488 | 148.5 | 178.2
536 | 471 | 282 | 0.01256 | 148.5 | 178.2
537 | 472 | 281 | 0.00826 | 148.5 | 178.2
538 | 472 | 289 | 0.00818 | 148.5 | 178.2
539 | 473 | 213 | 0.00926 | 148.5 | 178.2
540 | 473 | 286 | 0.02256 | 148.5 | 178.2
541 | 474 | 248 | 0.09124 | 148.5 | 178.2
542 | 474 | 249 | 0.07149 | 148.5 | 178.2
543 | 476 | 457 | 0.02785 | 148.5 | 178.2
544 | 477 | 310 | 0.04446 | 148.5 | 178.2
545 | 477 | 363 | 0.06645 | 148.5 | 178.2
546 | 477 | 420 | 0.04397 | 148.5 | 178.2
547 | 478 | 531 | 0.0114 | 148.5 | 178.2
548 | 479 | 475 | 0.00785 | 148.5 | 178.2
549 | 480 | 530 | 0.00694 | 148.5 | 178.2
550 | 481 | 388 | 0.03719 | 148.5 | 178.2
551 | 481 | 398 | 0.03926 | 148.5 | 178.2
552 | 482 | 448 | 0.06248 | 148.5 | 178.2
553 | 482 | 1078 | 0.11322 | 148.5 | 178.2
554 | 483 | 502 | 0.0019 | 148.5 | 178.2
555 | 484 | 366 | 0.04017 | 148.5 | 178.2
556 | 485 | 321 | 0.02719 | 148.5 | 178.2
557 | 486 | 244 | 0.03471 | 148.5 | 178.2
558 | 487 | 443 | 0.05744 | 148.5 | 178.2
559 | 487 | 481 | 0.01157 | 148.5 | 178.2
560 | 488 | 483 | 0.00231 | 148.5 | 178.2
561 | 489 | 485 | 0.00793 | 148.5 | 178.2
562 | 490 | 322 | 0.03397 | 148.5 | 178.2
563 | 490 | 456 | 0.01231 | 148.5 | 178.2
564 | 491 | 490 | 0.00686 | 148.5 | 178.2
565 | 492 | 238 | 0.13372 | 148.5 | 178.2
566 | 492 | 425 | 0.07322 | 148.5 | 178.2
567 | 493 | 260 | 0.05273 | 148.5 | 178.2
568 | 493 | 306 | 0.01959 | 148.5 | 178.2
569 | 494 | 456 | 0.03322 | 148.5 | 178.2
570 | 494 | 465 | 0.03876 | 148.5 | 178.2
571 | 494 | 484 | 0.04802 | 148.5 | 178.2
572 | 494 | 491 | 0.04132 | 148.5 | 178.2
573 | 495 | 494 | 0.01058 | 148.5 | 178.2
574 | 496 | 493 | 0.01058 | 148.5 | 178.2
575 | 497 | 463 | 0.00694 | 148.5 | 178.2
576 | 497 | 506 | 0.03967 | 148.5 | 178.2
577 | 498 | 456 | 0.00165 | 148.5 | 178.2
578 | 500 | 489 | 0.00942 | 148.5 | 178.2
579 | 500 | 493 | 0.01066 | 148.5 | 178.2
580 | 501 | 477 | 0.02207 | 148.5 | 178.2
581 | 502 | 21 | 0.07107 | 160 | 192
582 | 502 | 455 | 0.00711 | 148.5 | 178.2
583 | 502 | 499 | 0.00372 | 148.5 | 178.2
584 | 503 | 241 | 0.01165 | 148.5 | 178.2
585 | 504 | 366 | 0.06355 | 148.5 | 178.2
586 | 504 | 452 | 0.00992 | 148.5 | 178.2
587 | 505 | 489 | 0.02231 | 148.5 | 178.2
588 | 505 | 493 | 0.01893 | 148.5 | 178.2
589 | 506 | 321 | 0.01083 | 148.5 | 178.2
590 | 507 | 476 | 0.01231 | 148.5 | 178.2
591 | 507 | 486 | 0.01099 | 148.5 | 178.2
592 | 508 | 307 | 0.03215 | 148.5 | 178.2
593 | 508 | 461 | 0.02463 | 148.5 | 178.2
594 | 509 | 357 | 0.08463 | 148.5 | 178.2
595 | 510 | 220 | 0.09537 | 148.5 | 178.2
596 | 511 | 212 | 0.07438 | 148.5 | 178.2
597 | 511 | 269 | 0.10331 | 148.5 | 178.2
598 | 512 | 305 | 0.13512 | 148.5 | 178.2
599 | 512 | 397 | 0.13934 | 148.5 | 178.2
600 | 512 | 509 | 0.01934 | 148.5 | 178.2
601 | 513 | 189 | 0.06843 | 148.5 | 178.2
602 | 514 | 195 | 0.02975 | 148.5 | 178.2
603 | 514 | 317 | 0.00149 | 148.5 | 178.2
604 | 514 | 457 | 0.01736 | 148.5 | 178.2
605 | 514 | 463 | 0.02066 | 148.5 | 178.2
606 | 515 | 461 | 0.00306 | 148.5 | 178.2
607 | 515 | 464 | 0.02066 | 148.5 | 178.2
608 | 515 | 501 | 0.0176 | 148.5 | 178.2
609 | 515 | 503 | 0.00992 | 148.5 | 178.2
610 | 516 | 237 | 0.05388 | 148.5 | 178.2
611 | 516 | 264 | 0.01868 | 148.5 | 178.2
612 | 516 | 421 | 0.03496 | 148.5 | 178.2
613 | 517 | 234 | 0.00802 | 148.5 | 178.2
614 | 518 | 477 | 0.02207 | 148.5 | 178.2
615 | 518 | 522 | 0.0095 | 148.5 | 178.2
616 | 519 | 296 | 0.02388 | 148.5 | 178.2
617 | 520 | 244 | 0.01579 | 148.5 | 178.2
618 | 521 | 476 | 0.01471 | 148.5 | 178.2
619 | 523 | 344 | 0.05512 | 148.5 | 178.2
620 | 523 | 357 | 0.06479 | 148.5 | 178.2
621 | 524 | 294 | 0.0819 | 148.5 | 178.2
622 | 524 | 511 | 0.06909 | 148.5 | 178.2
623 | 525 | 266 | 0.04364 | 148.5 | 178.2
624 | 525 | 298 | 0.04653 | 148.5 | 178.2
625 | 525 | 410 | 0.03273 | 148.5 | 178.2
626 | 525 | 528 | 0.03934 | 148.5 | 178.2
627 | 526 | 22 | 0.06901 | 160 | 192
628 | 526 | 278 | 0.01645 | 148.5 | 178.2
629 | 526 | 350 | 0.07215 | 148.5 | 178.2
630 | 526 | 396 | 0.01496 | 148.5 | 178.2
631 | 526 | 407 | 0.02264 | 148.5 | 178.2
632 | 526 | 519 | 0.01818 | 148.5 | 178.2
633 | 527 | 22 | 0.06901 | 160 | 192
634 | 527 | 441 | 0.01298 | 148.5 | 178.2
635 | 528 | 427 | 0.05388 | 148.5 | 178.2
636 | 529 | 191 | 0.06694 | 148.5 | 178.2
637 | 529 | 390 | 0.09512 | 148.5 | 178.2
638 | 532 | 394 | 0.04769 | 148.5 | 178.2
639 | 532 | 409 | 0.06331 | 148.5 | 178.2
640 | 533 | 200 | 0.10124 | 148.5 | 178.2
641 | 533 | 214 | 0.10421 | 148.5 | 178.2
642 | 534 | 278 | 0.00198 | 148.5 | 178.2
643 | 535 | 426 | 0.07628 | 148.5 | 178.2
644 | 535 | 460 | 0.01752 | 148.5 | 178.2
645 | 536 | 425 | 0.09421 | 148.5 | 178.2
646 | 537 | 264 | 0.0638 | 148.5 | 178.2
647 | 537 | 295 | 0.10455 | 148.5 | 178.2
648 | 538 | 324 | 0.03769 | 148.5 | 178.2
649 | 538 | 536 | 0.02612 | 148.5 | 178.2
650 | 540 | 23 | 0.0668 | 160 | 192
651 | 540 | 539 | 0.0001 | 148.5 | 178.2
652 | 541 | 685 | 0.05074 | 148.5 | 178.2
653 | 544 | 540 | 0.07983 | 148.5 | 178.2
654 | 544 | 696 | 0.04603 | 148.5 | 178.2
655 | 545 | 24 | 0.06715 | 160 | 192
656 | 546 | 545 | 0.0001 | 148.5 | 178.2
657 | 550 | 549 | 0.02702 | 148.5 | 178.2
658 | 551 | 750 | 0.06182 | 148.5 | 178.2
659 | 553 | 552 | 0.0186 | 148.5 | 178.2
660 | 555 | 693 | 0.01339 | 148.5 | 178.2
661 | 555 | 785 | 0.09421 | 148.5 | 178.2
662 | 558 | 557 | 0.01851 | 148.5 | 178.2
663 | 559 | 539 | 0.08281 | 148.5 | 178.2
664 | 559 | 556 | 0.09479 | 148.5 | 178.2
665 | 560 | 543 | 0.05802 | 148.5 | 178.2
666 | 564 | 25 | 0.07808 | 160 | 192
667 | 568 | 26 | 0.06616 | 160 | 192
668 | 568 | 561 | 0.03083 | 148.5 | 178.2
669 | 568 | 566 | 0.02785 | 148.5 | 178.2
670 | 569 | 562 | 0.03331 | 148.5 | 178.2
671 | 569 | 563 | 0.01893 | 148.5 | 178.2
672 | 569 | 568 | 0.0001 | 148.5 | 178.2
673 | 571 | 563 | 0.01835 | 148.5 | 178.2
674 | 571 | 566 | 0.0305 | 148.5 | 178.2
675 | 573 | 548 | 0.05273 | 148.5 | 178.2
676 | 575 | 546 | 0.10347 | 148.5 | 178.2
677 | 576 | 721 | 0.07124 | 148.5 | 178.2
678 | 578 | 366 | 0.13025 | 148.5 | 178.2
679 | 579 | 558 | 0.11521 | 148.5 | 178.2
680 | 580 | 644 | 0.06562 | 148.5 | 178.2
681 | 581 | 577 | 0.02455 | 148.5 | 178.2
682 | 582 | 579 | 0.02777 | 148.5 | 178.2
683 | 584 | 585 | 0.03306 | 148.5 | 178.2
684 | 585 | 778 | 0.15769 | 148.5 | 178.2
685 | 587 | 545 | 0.10107 | 148.5 | 178.2
686 | 588 | 552 | 0.10041 | 148.5 | 178.2
687 | 591 | 596 | 0.03041 | 148.5 | 178.2
688 | 592 | 593 | 0.02017 | 148.5 | 178.2
689 | 592 | 738 | 0.06488 | 148.5 | 178.2
690 | 594 | 573 | 0.05736 | 148.5 | 178.2
691 | 595 | 588 | 0.06231 | 148.5 | 178.2
692 | 596 | 742 | 0.07818 | 148.5 | 178.2
693 | 597 | 778 | 0.11504 | 148.5 | 178.2
694 | 598 | 564 | 0.03174 | 148.5 | 178.2
695 | 602 | 615 | 0.00983 | 148.5 | 178.2
696 | 604 | 602 | 0.01471 | 148.5 | 178.2
697 | 604 | 603 | 0.01455 | 148.5 | 178.2
698 | 605 | 615 | 0.02455 | 148.5 | 178.2
699 | 606 | 670 | 0.02 | 148.5 | 178.2
700 | 606 | 926 | 0.05868 | 148.5 | 178.2
701 | 607 | 583 | 0.0262 | 148.5 | 178.2
702 | 609 | 680 | 0.06893 | 148.5 | 178.2
703 | 612 | 413 | 0.32397 | 141.1402 | 169.3683
704 | 612 | 424 | 0.05314 | 148.5 | 178.2
705 | 613 | 29 | 0.06775 | 160 | 192
706 | 613 | 223 | 0.1305 | 148.5 | 178.2
707 | 613 | 430 | 0.18587 | 148.5 | 178.2
708 | 613 | 573 | 0.06612 | 148.5 | 178.2
709 | 613 | 612 | 0.0001 | 148.5 | 178.2
710 | 614 | 626 | 0.01942 | 148.5 | 178.2
711 | 615 | 33 | 0.06946 | 160 | 192
712 | 616 | 619 | 0.00264 | 148.5 | 178.2
713 | 617 | 35 | 0.06052 | 250 | 300
714 | 617 | 543 | 0.05917 | 148.5 | 178.2
715 | 617 | 560 | 0.05413 | 148.5 | 178.2
716 | 617 | 620 | 0.01603 | 148.5 | 178.2
717 | 618 | 616 | 0.0019 | 148.5 | 178.2
718 | 619 | 583 | 0.06702 | 148.5 | 178.2
719 | 620 | 618 | 0.02967 | 148.5 | 178.2
720 | 622 | 621 | 0.00711 | 148.5 | 178.2
721 | 624 | 342 | 0.08388 | 148.5 | 178.2
722 | 624 | 622 | 0.00306 | 148.5 | 178.2
723 | 625 | 1348 | 0.06033 | 148.5 | 178.2
724 | 626 | 605 | 0.01388 | 148.5 | 178.2
725 | 627 | 613 | 0.04446 | 148.5 | 178.2
726 | 628 | 587 | 0.03182 | 148.5 | 178.2
727 | 630 | 601 | 0.0914 | 148.5 | 178.2
728 | 631 | 547 | 0.02512 | 148.5 | 178.2
729 | 633 | 539 | 0.01298 | 148.5 | 178.2
730 | 634 | 540 | 0.01281 | 148.5 | 178.2
731 | 634 | 632 | 0.04207 | 148.5 | 178.2
732 | 634 | 633 | 0.0001 | 148.5 | 178.2
733 | 636 | 740 | 0.03645 | 148.5 | 178.2
734 | 637 | 635 | 0.00661 | 148.5 | 178.2
735 | 639 | 638 | 0.00397 | 148.5 | 178.2
736 | 639 | 653 | 0.00802 | 148.5 | 178.2
737 | 640 | 644 | 0.01917 | 148.5 | 178.2
738 | 643 | 413 | 0.13025 | 148.5 | 178.2
739 | 643 | 552 | 0.10736 | 148.5 | 178.2
740 | 643 | 588 | 0.08521 | 148.5 | 178.2
741 | 644 | 36 | 0.06052 | 250 | 300
742 | 644 | 641 | 0.02686 | 148.5 | 178.2
743 | 645 | 36 | 0.06156 | 250 | 300
744 | 645 | 630 | 0.06364 | 148.5 | 178.2
745 | 645 | 631 | 0.06628 | 148.5 | 178.2
746 | 645 | 633 | 0.10752 | 148.5 | 178.2
747 | 645 | 641 | 0.03116 | 148.5 | 178.2
748 | 645 | 644 | 0.0001 | 148.5 | 178.2
749 | 646 | 770 | 0.12669 | 148.5 | 178.2
750 | 647 | 641 | 0.01579 | 148.5 | 178.2
751 | 649 | 632 | 0.02512 | 148.5 | 178.2
752 | 649 | 647 | 0.04099 | 148.5 | 178.2
753 | 650 | 540 | 0.03066 | 148.5 | 178.2
754 | 650 | 638 | 0.01025 | 148.5 | 178.2
755 | 650 | 639 | 0.00959 | 148.5 | 178.2
756 | 650 | 644 | 0.0286 | 148.5 | 178.2
757 | 650 | 645 | 0.02413 | 148.5 | 178.2
758 | 651 | 648 | 0.00826 | 148.5 | 178.2
759 | 652 | 540 | 0.00992 | 148.5 | 178.2
760 | 652 | 648 | 0.00793 | 148.5 | 178.2
761 | 653 | 540 | 0.04438 | 148.5 | 178.2
762 | 653 | 640 | 0.00802 | 148.5 | 178.2
763 | 654 | 565 | 0.01686 | 148.5 | 178.2
764 | 655 | 564 | 0.01975 | 148.5 | 178.2
765 | 655 | 565 | 0.01909 | 148.5 | 178.2
766 | 655 | 654 | 0.01455 | 148.5 | 178.2
767 | 656 | 569 | 0.0995 | 148.5 | 178.2
768 | 658 | 300 | 0.10149 | 148.5 | 178.2
769 | 658 | 553 | 0.09876 | 148.5 | 178.2
770 | 659 | 703 | 0.02959 | 148.5 | 178.2
771 | 659 | 703 | 0.0257 | 148.5 | 178.2
772 | 660 | 409 | 0.09669 | 148.5 | 178.2
773 | 660 | 548 | 0.06727 | 148.5 | 178.2
774 | 661 | 578 | 0.05182 | 148.5 | 178.2
775 | 663 | 37 | 0.06616 | 160 | 192
776 | 663 | 623 | 0.12752 | 148.5 | 178.2
777 | 663 | 662 | 0.0001 | 148.5 | 178.2
778 | 664 | 565 | 0.13256 | 148.5 | 178.2
779 | 665 | 615 | 0.10083 | 148.5 | 178.2
780 | 666 | 570 | 0.09058 | 148.5 | 178.2
781 | 667 | 591 | 0.0124 | 148.5 | 178.2
782 | 667 | 629 | 0.14413 | 148.5 | 178.2
783 | 668 | 610 | 0.03297 | 148.5 | 178.2
784 | 669 | 564 | 0.04694 | 148.5 | 178.2
785 | 669 | 600 | 0.08091 | 148.5 | 178.2
786 | 670 | 607 | 0.02 | 148.5 | 178.2
787 | 670 | 1469 | 0.07521 | 148.5 | 178.2
788 | 671 | 549 | 0.14975 | 148.5 | 178.2
789 | 672 | 547 | 0.01157 | 148.5 | 178.2
790 | 672 | 568 | 0.13289 | 148.5 | 178.2
791 | 674 | 556 | 0.0981 | 148.5 | 178.2
792 | 674 | 695 | 0.03579 | 148.5 | 178.2
793 | 675 | 598 | 0.05223 | 148.5 | 178.2
794 | 675 | 758 | 0.06678 | 148.5 | 178.2
795 | 676 | 439 | 0.0557 | 148.5 | 178.2
796 | 676 | 665 | 0.07041 | 148.5 | 178.2
797 | 677 | 609 | 0.05851 | 148.5 | 178.2
798 | 678 | 642 | 0.1014 | 148.5 | 178.2
799 | 679 | 40 | 0.06235 | 250 | 300
800 | 679 | 677 | 0.05306 | 148.5 | 178.2
801 | 679 | 678 | 0.0001 | 148.5 | 178.2
802 | 680 | 688 | 0.06636 | 148.5 | 178.2
803 | 680 | 701 | 0.04744 | 148.5 | 178.2
804 | 682 | 39 | 0.05984 | 250 | 300
805 | 682 | 681 | 0.00058 | 148.5 | 178.2
806 | 683 | 611 | 0.02182 | 148.5 | 178.2
807 | 683 | 679 | 0.0343 | 148.5 | 178.2
808 | 684 | 678 | 0.07157 | 148.5 | 178.2
809 | 684 | 679 | 0.07157 | 148.5 | 178.2
810 | 685 | 577 | 0.08926 | 148.5 | 178.2
811 | 685 | 679 | 0.10909 | 148.5 | 178.2
812 | 686 | 644 | 0.20612 | 148.5 | 178.2
813 | 687 | 747 | 0.00901 | 148.5 | 178.2
814 | 688 | 582 | 0.07645 | 148.5 | 178.2
815 | 689 | 42 | 0.06839 | 160 | 192
816 | 689 | 664 | 0.06595 | 148.5 | 178.2
817 | 689 | 688 | 0.0001 | 148.5 | 178.2
818 | 689 | 1402 | 0.13967 | 148.5 | 178.2
819 | 690 | 557 | 0.03835 | 148.5 | 178.2
820 | 690 | 608 | 0.04901 | 148.5 | 178.2
821 | 690 | 625 | 0.11099 | 148.5 | 178.2
822 | 691 | 627 | 0.06 | 148.5 | 178.2
823 | 691 | 692 | 0.06264 | 148.5 | 178.2
824 | 694 | 572 | 0.08438 | 148.5 | 178.2
825 | 694 | 599 | 0.06198 | 148.5 | 178.2
826 | 694 | 610 | 0.0282 | 148.5 | 178.2
827 | 694 | 693 | 0.00884 | 148.5 | 178.2
828 | 695 | 696 | 0.01694 | 148.5 | 178.2
829 | 696 | 668 | 0.07019 | 148.5 | 178.2
830 | 697 | 584 | 0.08603 | 148.5 | 178.2
831 | 698 | 702 | 0.03182 | 148.5 | 178.2
832 | 699 | 628 | 0.06529 | 148.5 | 178.2
833 | 699 | 703 | 0.1219 | 148.5 | 178.2
834 | 700 | 567 | 0.08322 | 148.5 | 178.2
835 | 701 | 655 | 0.01926 | 148.5 | 178.2
836 | 702 | 703 | 0.0538 | 148.5 | 178.2
837 | 703 | 554 | 0.10074 | 148.5 | 178.2
838 | 703 | 667 | 0.07884 | 148.5 | 178.2
839 | 703 | 704 | 0.01917 | 148.5 | 178.2
840 | 704 | 698 | 0.00537 | 148.5 | 178.2
841 | 706 | 47 | 0.06775 | 160 | 192
842 | 706 | 603 | 0.04537 | 148.5 | 178.2
843 | 706 | 665 | 0.06843 | 148.5 | 178.2
844 | 707 | 47 | 0.06775 | 160 | 192
845 | 707 | 614 | 0.07413 | 148.5 | 178.2
846 | 707 | 666 | 0.03157 | 148.5 | 178.2
847 | 707 | 706 | 0.0001 | 148.5 | 178.2
848 | 708 | 300 | 0.07529 | 148.5 | 178.2
849 | 708 | 601 | 0.07066 | 148.5 | 178.2
850 | 709 | 705 | 0.01686 | 148.5 | 178.2
851 | 710 | 342 | 0.04504 | 148.5 | 178.2
852 | 710 | 574 | 0.01157 | 148.5 | 178.2
853 | 710 | 700 | 0.07521 | 148.5 | 178.2
854 | 712 | 542 | 0.08653 | 148.5 | 178.2
855 | 712 | 568 | 0.05504 | 148.5 | 178.2
856 | 712 | 569 | 0.05504 | 148.5 | 178.2
857 | 712 | 623 | 0.05116 | 148.5 | 178.2
858 | 713 | 594 | 0.06785 | 148.5 | 178.2
859 | 714 | 711 | 0.05736 | 148.5 | 178.2
860 | 715 | 1190 | 0.05372 | 148.5 | 178.2
861 | 716 | 49 | 0.06831 | 160 | 192
862 | 716 | 567 | 0.03107 | 148.5 | 178.2
863 | 716 | 709 | 0.0519 | 148.5 | 178.2
864 | 717 | 48 | 0.06783 | 160 | 192
865 | 717 | 589 | 0.11116 | 148.5 | 178.2
866 | 717 | 716 | 0.0001 | 148.5 | 178.2
867 | 718 | 692 | 0.0876 | 148.5 | 178.2
868 | 719 | 717 | 0.02562 | 148.5 | 178.2
869 | 719 | 718 | 0.01438 | 148.5 | 178.2
870 | 720 | 709 | 0.05744 | 148.5 | 178.2
871 | 720 | 713 | 0.00992 | 148.5 | 178.2
872 | 722 | 424 | 0.09008 | 148.5 | 178.2
873 | 722 | 572 | 0.06554 | 148.5 | 178.2
874 | 724 | 714 | 0.0105 | 148.5 | 178.2
875 | 725 | 546 | 0.01992 | 148.5 | 178.2
876 | 726 | 50 | 0.0608 | 250 | 300
877 | 726 | 723 | 0.07314 | 148.5 | 178.2
878 | 727 | 51 | 0.06235 | 250 | 300
879 | 727 | 545 | 0.10686 | 148.5 | 178.2
880 | 727 | 600 | 0.03149 | 148.5 | 178.2
881 | 727 | 628 | 0.12595 | 148.5 | 178.2
882 | 727 | 711 | 0.07802 | 148.5 | 178.2
883 | 727 | 726 | 0.0001 | 148.5 | 178.2
884 | 728 | 705 | 0.00628 | 148.5 | 178.2
885 | 728 | 717 | 0.02983 | 148.5 | 178.2
886 | 729 | 711 | 0.00562 | 148.5 | 178.2
887 | 729 | 726 | 0.08777 | 148.5 | 178.2
888 | 730 | 546 | 0.01479 | 148.5 | 178.2
889 | 730 | 724 | 0.02405 | 148.5 | 178.2
890 | 731 | 678 | 0.1381 | 148.5 | 178.2
891 | 732 | 576 | 0.0005 | 148.5 | 178.2
892 | 732 | 635 | 0.03711 | 148.5 | 178.2
893 | 733 | 557 | 0.05959 | 148.5 | 178.2
894 | 733 | 570 | 0.04661 | 148.5 | 178.2
895 | 734 | 644 | 0.04926 | 148.5 | 178.2
896 | 735 | 734 | 0.0076 | 148.5 | 178.2
897 | 736 | 717 | 0.06752 | 148.5 | 178.2
898 | 737 | 539 | 0.03893 | 148.5 | 178.2
899 | 737 | 542 | 0.06099 | 148.5 | 178.2
900 | 737 | 735 | 0.00959 | 148.5 | 178.2
901 | 739 | 546 | 0.07959 | 148.5 | 178.2
902 | 739 | 715 | 0.02289 | 148.5 | 178.2
903 | 740 | 543 | 0.06736 | 148.5 | 178.2
904 | 741 | 575 | 0.12463 | 148.5 | 178.2
905 | 742 | 635 | 0.05488 | 148.5 | 178.2
906 | 743 | 637 | 0.11281 | 148.5 | 178.2
907 | 743 | 726 | 0.07463 | 148.5 | 178.2
908 | 744 | 554 | 0.12777 | 148.5 | 178.2
909 | 744 | 636 | 0.04983 | 148.5 | 178.2
910 | 745 | 687 | 0.01298 | 148.5 | 178.2
911 | 746 | 551 | 0.06562 | 148.5 | 178.2
912 | 746 | 621 | 0.04975 | 148.5 | 178.2
913 | 748 | 723 | 0.0119 | 148.5 | 178.2
914 | 748 | 725 | 0.02653 | 148.5 | 178.2
915 | 749 | 582 | 0.02645 | 148.5 | 178.2
916 | 749 | 689 | 0.0724 | 148.5 | 178.2
917 | 750 | 611 | 0.06793 | 148.5 | 178.2
918 | 750 | 673 | 0.07223 | 148.5 | 178.2
919 | 750 | 678 | 0.1238 | 148.5 | 178.2
920 | 750 | 716 | 0.13339 | 148.5 | 178.2
921 | 751 | 542 | 0.08107 | 148.5 | 178.2
922 | 751 | 547 | 0.01322 | 148.5 | 178.2
923 | 752 | 740 | 0.00818 | 148.5 | 178.2
924 | 752 | 741 | 0.02058 | 148.5 | 178.2
925 | 753 | 589 | 0.07769 | 148.5 | 178.2
926 | 753 | 750 | 0.00777 | 148.5 | 178.2
927 | 754 | 52 | 0.06754 | 160 | 192
928 | 754 | 671 | 0.02074 | 148.5 | 178.2
929 | 754 | 731 | 0.12025 | 148.5 | 178.2
930 | 755 | 546 | 0.23512 | 148.5 | 178.2
931 | 755 | 581 | 0.07926 | 148.5 | 178.2
932 | 755 | 590 | 0.10669 | 148.5 | 178.2
933 | 755 | 721 | 0.0557 | 148.5 | 178.2
934 | 756 | 545 | 0.07562 | 148.5 | 178.2
935 | 756 | 619 | 0.0714 | 148.5 | 178.2
936 | 757 | 551 | 0.0181 | 148.5 | 178.2
937 | 758 | 759 | 0.02744 | 148.5 | 178.2
938 | 759 | 754 | 0.00694 | 148.5 | 178.2
939 | 760 | 549 | 0.10041 | 148.5 | 178.2
940 | 760 | 662 | 0.04488 | 148.5 | 178.2
941 | 761 | 550 | 0.0595 | 148.5 | 178.2
942 | 762 | 565 | 0.05107 | 148.5 | 178.2
943 | 762 | 586 | 0.04769 | 148.5 | 178.2
944 | 763 | 629 | 0.14868 | 148.5 | 178.2
945 | 764 | 763 | 0.02694 | 148.5 | 178.2
946 | 765 | 581 | 0.01463 | 148.5 | 178.2
947 | 765 | 586 | 0.01314 | 148.5 | 178.2
948 | 766 | 697 | 0.05678 | 148.5 | 178.2
949 | 767 | 763 | 0.08975 | 148.5 | 178.2
950 | 768 | 744 | 0.03628 | 148.5 | 178.2
951 | 769 | 612 | 0.11256 | 148.5 | 178.2
952 | 769 | 661 | 0.05132 | 148.5 | 178.2
953 | 770 | 686 | 0.12298 | 148.5 | 178.2
954 | 771 | 552 | 0.10438 | 148.5 | 178.2
955 | 771 | 595 | 0.09909 | 148.5 | 178.2
956 | 771 | 770 | 0.13058 | 148.5 | 178.2
957 | 772 | 593 | 0.06603 | 148.5 | 178.2
958 | 772 | 707 | 0.02843 | 148.5 | 178.2
959 | 773 | 646 | 0.06686 | 148.5 | 178.2
960 | 773 | 656 | 0.07364 | 148.5 | 178.2
961 | 774 | 615 | 0.04322 | 148.5 | 178.2
962 | 774 | 757 | 0.05512 | 148.5 | 178.2
963 | 775 | 1133 | 0.07934 | 148.5 | 178.2
964 | 775 | 1414 | 0.04298 | 148.5 | 178.2
965 | 776 | 539 | 0.02025 | 148.5 | 178.2
966 | 776 | 651 | 0.02165 | 148.5 | 178.2
967 | 777 | 736 | 0.01488 | 148.5 | 178.2
968 | 777 | 747 | 0.0119 | 148.5 | 178.2
969 | 778 | 55 | 0.06762 | 160 | 192
970 | 778 | 663 | 0.04661 | 148.5 | 178.2
971 | 778 | 764 | 0.1138 | 148.5 | 178.2
972 | 778 | 766 | 0.1214 | 148.5 | 178.2
973 | 779 | 740 | 0.01537 | 148.5 | 178.2
974 | 779 | 768 | 0.0905 | 148.5 | 178.2
975 | 780 | 590 | 0.1986 | 148.5 | 178.2
976 | 780 | 663 | 0.12273 | 148.5 | 178.2
977 | 781 | 556 | 0.07289 | 148.5 | 178.2
978 | 781 | 755 | 0.09281 | 148.5 | 178.2
979 | 782 | 662 | 0.03298 | 148.5 | 178.2
980 | 783 | 778 | 0.00901 | 148.5 | 178.2
981 | 783 | 782 | 0.0219 | 148.5 | 178.2
982 | 784 | 551 | 0.01033 | 148.5 | 178.2
983 | 784 | 745 | 0.0124 | 148.5 | 178.2
984 | 785 | 642 | 0.08521 | 148.5 | 178.2
985 | 785 | 716 | 0.1314 | 148.5 | 178.2
986 | 793 | 1514 | 0.06033 | 148.5 | 178.2
987 | 795 | 1520 | 0.02397 | 148.5 | 178.2
988 | 796 | 56 | 0.06777 | 160 | 192
989 | 797 | 796 | 0.0001 | 148.5 | 178.2
990 | 798 | 1299 | 0.00248 | 148.5 | 178.2
991 | 799 | 798 | 0.0001 | 148.5 | 178.2
992 | 799 | 996 | 0.0438 | 148.5 | 178.2
993 | 799 | 1300 | 0.00248 | 148.5 | 178.2
994 | 800 | 1356 | 0.00248 | 148.5 | 178.2
995 | 801 | 1356 | 0.00248 | 148.5 | 178.2
996 | 802 | 1586 | 0.00248 | 148.5 | 178.2
997 | 805 | 1592 | 0.00083 | 148.5 | 178.2
998 | 806 | 807 | 0.00083 | 148.5 | 178.2
999 | 807 | 1328 | 0.0281 | 148.5 | 178.2
1000 | 807 | 1479 | 0.02066 | 148.5 | 178.2
1001 | 808 | 971 | 0.02562 | 148.5 | 178.2
1002 | 808 | 1227 | 0.01488 | 148.5 | 178.2
1003 | 811 | 812 | 0.00124 | 148.5 | 178.2
1004 | 812 | 860 | 0.02645 | 148.5 | 178.2
1005 | 813 | 877 | 0.01074 | 148.5 | 178.2
1006 | 813 | 1054 | 0.02066 | 148.5 | 178.2
1007 | 816 | 817 | 0.00165 | 148.5 | 178.2
1008 | 817 | 1079 | 0.0314 | 148.5 | 178.2
1009 | 819 | 818 | 0.02727 | 148.5 | 178.2
1010 | 819 | 954 | 0.05455 | 148.5 | 178.2
1011 | 820 | 838 | 0.0124 | 148.5 | 178.2
1012 | 821 | 59 | 0.06798 | 160 | 192
1013 | 822 | 821 | 0.0001 | 148.5 | 178.2
1014 | 825 | 823 | 0.00165 | 148.5 | 178.2
1015 | 825 | 1232 | 0.00579 | 148.5 | 178.2
1016 | 826 | 824 | 0.00165 | 148.5 | 178.2
1017 | 826 | 1003 | 0.00579 | 148.5 | 178.2
1018 | 827 | 911 | 0.01488 | 148.5 | 178.2
1019 | 828 | 829 | 0.03058 | 148.5 | 178.2
1020 | 829 | 1268 | 0.05785 | 148.5 | 178.2
1021 | 830 | 883 | 0.01736 | 148.5 | 178.2
1022 | 830 | 1334 | 0.00496 | 148.5 | 178.2
1023 | 833 | 831 | 0.01818 | 148.5 | 178.2
1024 | 833 | 1230 | 0.04463 | 148.5 | 178.2
1025 | 834 | 60 | 0.06921 | 160 | 192
1026 | 836 | 60 | 0.12583 | 100 | 120
1027 | 836 | 1365 | 0.09587 | 148.5 | 178.2
1028 | 837 | 1097 | 0.02479 | 148.5 | 178.2
1029 | 840 | 839 | 0.03636 | 148.5 | 178.2
1030 | 840 | 887 | 0.12727 | 148.5 | 178.2
1031 | 841 | 1095 | 0.00165 | 148.5 | 178.2
1032 | 842 | 1096 | 0.00165 | 148.5 | 178.2
1033 | 843 | 821 | 0.0314 | 148.5 | 178.2
1034 | 844 | 822 | 0.03058 | 148.5 | 178.2
1035 | 845 | 870 | 0.00165 | 148.5 | 178.2
1036 | 846 | 871 | 0.00165 | 148.5 | 178.2
1037 | 847 | 871 | 0.00165 | 148.5 | 178.2
1038 | 848 | 870 | 0.00124 | 148.5 | 178.2
1039 | 849 | 1320 | 0.02397 | 148.5 | 178.2
1040 | 851 | 1328 | 0.02727 | 148.5 | 178.2
1041 | 852 | 1589 | 0.00992 | 148.5 | 178.2
1042 | 853 | 855 | 0.00165 | 148.5 | 178.2
1043 | 854 | 856 | 0.00413 | 148.5 | 178.2
1044 | 855 | 997 | 0.00331 | 148.5 | 178.2
1045 | 856 | 997 | 0.00165 | 148.5 | 178.2
1046 | 857 | 1169 | 0.06529 | 148.5 | 178.2
1047 | 858 | 945 | 0.01074 | 148.5 | 178.2
1048 | 858 | 1205 | 0.01736 | 148.5 | 178.2
1049 | 859 | 946 | 0.01074 | 148.5 | 178.2
1050 | 859 | 1362 | 0.00826 | 148.5 | 178.2
1051 | 860 | 1556 | 0.02893 | 148.5 | 178.2
1052 | 864 | 856 | 0.00744 | 148.5 | 178.2
1053 | 864 | 863 | 0.01157 | 148.5 | 178.2
1054 | 866 | 1196 | 0.02149 | 148.5 | 178.2
1055 | 867 | 869 | 0.01405 | 148.5 | 178.2
1056 | 869 | 914 | 0.04298 | 148.5 | 178.2
1057 | 872 | 1384 | 0.06694 | 148.5 | 178.2
1058 | 873 | 874 | 0.03223 | 148.5 | 178.2
1059 | 874 | 1098 | 0.00083 | 148.5 | 178.2
1060 | 875 | 876 | 0.00331 | 148.5 | 178.2
1061 | 876 | 1389 | 0.04132 | 148.5 | 178.2
1062 | 879 | 878 | 0.0001 | 148.5 | 178.2
1063 | 879 | 1325 | 0.03388 | 148.5 | 178.2
1064 | 880 | 796 | 0.01736 | 148.5 | 178.2
1065 | 881 | 797 | 0.01736 | 148.5 | 178.2
1066 | 882 | 1503 | 0.10909 | 148.5 | 178.2
1067 | 885 | 884 | 0.00413 | 148.5 | 178.2
1068 | 885 | 890 | 0.0843 | 148.5 | 178.2
1069 | 886 | 834 | 0.07025 | 148.5 | 178.2
1070 | 887 | 1178 | 0.07521 | 148.5 | 178.2
1071 | 888 | 869 | 0.00083 | 148.5 | 178.2
1072 | 890 | 836 | 0.02231 | 148.5 | 178.2
1073 | 891 | 1057 | 0.00909 | 148.5 | 178.2
1074 | 893 | 892 | 0.0001 | 148.5 | 178.2
1075 | 894 | 1077 | 0.02397 | 148.5 | 178.2
1076 | 896 | 871 | 0.04132 | 148.5 | 178.2
1077 | 897 | 898 | 0.00083 | 148.5 | 178.2
1078 | 898 | 1289 | 0.05041 | 148.5 | 178.2
1079 | 899 | 797 | 0.05041 | 148.5 | 178.2
1080 | 901 | 1561 | 0.00826 | 148.5 | 178.2
1081 | 903 | 902 | 0.00413 | 148.5 | 178.2
1082 | 903 | 916 | 0.0157 | 148.5 | 178.2
1083 | 904 | 809 | 0.01901 | 148.5 | 178.2
1084 | 905 | 1372 | 0.00413 | 148.5 | 178.2
1085 | 905 | 1569 | 0.00579 | 148.5 | 178.2
1086 | 906 | 905 | 0.0001 | 148.5 | 178.2
1087 | 907 | 1201 | 0.01488 | 148.5 | 178.2
1088 | 908 | 1203 | 0.01488 | 148.5 | 178.2
1089 | 910 | 1156 | 0.01983 | 148.5 | 178.2
1090 | 910 | 1251 | 0.00744 | 148.5 | 178.2
1091 | 911 | 67 | 0.06269 | 250 | 300
1092 | 911 | 979 | 0.0686 | 148.5 | 178.2
1093 | 911 | 1478 | 0.0405 | 148.5 | 178.2
1094 | 912 | 67 | 0.06269 | 250 | 300
1095 | 912 | 965 | 0.04132 | 148.5 | 178.2
1096 | 912 | 1572 | 0.02231 | 148.5 | 178.2
1097 | 917 | 1413 | 0.06529 | 148.5 | 178.2
1098 | 918 | 812 | 0.05868 | 148.5 | 178.2
1099 | 919 | 822 | 0.03636 | 148.5 | 178.2
1100 | 919 | 1049 | 0.06364 | 148.5 | 178.2
1101 | 920 | 821 | 0.03636 | 148.5 | 178.2
1102 | 920 | 1343 | 0.02479 | 148.5 | 178.2
1103 | 921 | 1207 | 0.0281 | 148.5 | 178.2
1104 | 921 | 1344 | 0.02479 | 148.5 | 178.2
1105 | 922 | 923 | 0.00083 | 148.5 | 178.2
1106 | 923 | 899 | 0.04959 | 148.5 | 178.2
1107 | 924 | 822 | 0.03058 | 148.5 | 178.2
1108 | 924 | 1071 | 0.01901 | 148.5 | 178.2
1109 | 925 | 926 | 0.00165 | 148.5 | 178.2
1110 | 926 | 1190 | 0.05041 | 148.5 | 178.2
1111 | 927 | 928 | 0.00331 | 148.5 | 178.2
1112 | 928 | 815 | 0.00248 | 148.5 | 178.2
1113 | 929 | 1139 | 0.02645 | 148.5 | 178.2
1114 | 929 | 1240 | 0.01157 | 148.5 | 178.2
1115 | 932 | 931 | 0.00165 | 148.5 | 178.2
1116 | 932 | 1381 | 0.00331 | 148.5 | 178.2
1117 | 933 | 915 | 0.00248 | 148.5 | 178.2
1118 | 934 | 916 | 0.00248 | 148.5 | 178.2
1119 | 935 | 936 | 0.00248 | 148.5 | 178.2
1120 | 936 | 1565 | 0.00496 | 148.5 | 178.2
1121 | 937 | 938 | 0.00083 | 148.5 | 178.2
1122 | 938 | 1531 | 0.00579 | 148.5 | 178.2
1123 | 939 | 1416 | 0.02727 | 148.5 | 178.2
1124 | 940 | 944 | 0.00083 | 148.5 | 178.2
1125 | 941 | 944 | 0.00083 | 148.5 | 178.2
1126 | 942 | 1096 | 0.00496 | 148.5 | 178.2
1127 | 944 | 1117 | 0.01488 | 148.5 | 178.2
1128 | 944 | 1591 | 0.0124 | 148.5 | 178.2
1129 | 947 | 862 | 0.00661 | 148.5 | 178.2
1130 | 947 | 1229 | 0.00744 | 148.5 | 178.2
1131 | 948 | 1199 | 0.01736 | 148.5 | 178.2
1132 | 949 | 1422 | 0.0314 | 148.5 | 178.2
1133 | 950 | 979 | 0.00248 | 148.5 | 178.2
1134 | 951 | 978 | 0.00248 | 148.5 | 178.2
1135 | 953 | 952 | 0.00331 | 148.5 | 178.2
1136 | 953 | 1075 | 0.03471 | 148.5 | 178.2
1137 | 954 | 968 | 0.0438 | 148.5 | 178.2
1138 | 957 | 942 | 0.01983 | 148.5 | 178.2
1139 | 960 | 961 | 0.00579 | 148.5 | 178.2
1140 | 961 | 901 | 0.02397 | 148.5 | 178.2
1141 | 963 | 1331 | 0.00909 | 148.5 | 178.2
1142 | 964 | 1345 | 0.0405 | 148.5 | 178.2
1143 | 965 | 973 | 0.01983 | 148.5 | 178.2
1144 | 966 | 838 | 0.00826 | 148.5 | 178.2
1145 | 966 | 1149 | 0.09917 | 148.5 | 178.2
1146 | 966 | 1215 | 0.11983 | 148.5 | 178.2
1147 | 967 | 966 | 0.0001 | 148.5 | 178.2
1148 | 967 | 982 | 0.07686 | 148.5 | 178.2
1149 | 967 | 1324 | 0.01736 | 148.5 | 178.2
1150 | 967 | 1502 | 0.21074 | 148.5 | 178.2
1151 | 969 | 971 | 0.00083 | 148.5 | 178.2
1152 | 971 | 1382 | 0.00248 | 148.5 | 178.2
1153 | 972 | 970 | 0.00331 | 148.5 | 178.2
1154 | 972 | 1235 | 0.02066 | 148.5 | 178.2
1155 | 974 | 919 | 0.05455 | 148.5 | 178.2
1156 | 974 | 1431 | 0.09504 | 148.5 | 178.2
1157 | 976 | 1415 | 0.00083 | 148.5 | 178.2
1158 | 977 | 1415 | 0.00083 | 148.5 | 178.2
1159 | 978 | 68 | 0.06694 | 160 | 192
1160 | 978 | 962 | 0.03636 | 148.5 | 178.2
1161 | 978 | 1024 | 0.19504 | 148.5 | 178.2
1162 | 979 | 68 | 0.06653 | 160 | 192
1163 | 979 | 968 | 0.12975 | 148.5 | 178.2
1164 | 979 | 973 | 0.02149 | 148.5 | 178.2
1165 | 979 | 1501 | 0.03471 | 148.5 | 178.2
1166 | 981 | 980 | 0.00413 | 148.5 | 178.2
1167 | 981 | 1292 | 0.00496 | 148.5 | 178.2
1168 | 982 | 1470 | 0.07025 | 148.5 | 178.2
1169 | 985 | 983 | 0.00496 | 148.5 | 178.2
1170 | 985 | 1306 | 0.00413 | 148.5 | 178.2
1171 | 986 | 895 | 0.00331 | 148.5 | 178.2
1172 | 986 | 984 | 0.00413 | 148.5 | 178.2
1173 | 987 | 989 | 0.00744 | 148.5 | 178.2
1174 | 988 | 990 | 0.00661 | 148.5 | 178.2
1175 | 989 | 996 | 0.02314 | 148.5 | 178.2
1176 | 990 | 864 | 0.01405 | 148.5 | 178.2
1177 | 991 | 834 | 0.10248 | 148.5 | 178.2
1178 | 992 | 1459 | 0.00165 | 148.5 | 178.2
1179 | 993 | 819 | 0.03884 | 148.5 | 178.2
1180 | 994 | 993 | 0.0001 | 148.5 | 178.2
1181 | 994 | 1289 | 0.02479 | 148.5 | 178.2
1182 | 995 | 69 | 0.0655 | 160 | 192
1183 | 996 | 69 | 0.07045 | 160 | 192
1184 | 996 | 888 | 0.02314 | 148.5 | 178.2
1185 | 997 | 955 | 0.01653 | 148.5 | 178.2
1186 | 997 | 956 | 0.00992 | 148.5 | 178.2
1187 | 998 | 978 | 0.05207 | 148.5 | 178.2
1188 | 999 | 1311 | 0.02975 | 148.5 | 178.2
1189 | 1000 | 1556 | 0.00165 | 148.5 | 178.2
1190 | 1001 | 1556 | 0.00165 | 148.5 | 178.2
1191 | 1002 | 1003 | 0.00496 | 148.5 | 178.2
1192 | 1003 | 1491 | 0.01157 | 148.5 | 178.2
1193 | 1004 | 797 | 0.02397 | 148.5 | 178.2
1194 | 1005 | 1007 | 0.00248 | 148.5 | 178.2
1195 | 1006 | 1008 | 0.00083 | 148.5 | 178.2
1196 | 1007 | 1010 | 0.00413 | 148.5 | 178.2
1197 | 1008 | 1004 | 0.00909 | 148.5 | 178.2
1198 | 1011 | 796 | 0.03306 | 148.5 | 178.2
1199 | 1013 | 892 | 0.00496 | 148.5 | 178.2
1200 | 1014 | 1017 | 0.00165 | 148.5 | 178.2
1201 | 1015 | 1019 | 0.00331 | 148.5 | 178.2
1202 | 1016 | 1018 | 0.00165 | 148.5 | 178.2
1203 | 1017 | 995 | 0.03802 | 148.5 | 178.2
1204 | 1018 | 1401 | 0.0124 | 148.5 | 178.2
1205 | 1019 | 1191 | 0.00248 | 148.5 | 178.2
1206 | 1020 | 835 | 0.1 | 148.5 | 178.2
1207 | 1020 | 872 | 0.01322 | 148.5 | 178.2
1208 | 1020 | 1522 | 0.00909 | 148.5 | 178.2
1209 | 1021 | 1136 | 0.0157 | 148.5 | 178.2
1210 | 1025 | 912 | 0.16198 | 148.5 | 178.2
1211 | 1025 | 968 | 0.08926 | 148.5 | 178.2
1212 | 1025 | 1024 | 0.0001 | 148.5 | 178.2
1213 | 1031 | 1030 | 0.0001 | 148.5 | 178.2
1214 | 1040 | 1039 | 0.0001 | 148.5 | 178.2
1215 | 1041 | 1043 | 0.00083 | 148.5 | 178.2
1216 | 1043 | 1217 | 0.00992 | 148.5 | 178.2
1217 | 1044 | 1042 | 0.00083 | 148.5 | 178.2
1218 | 1044 | 1217 | 0.00992 | 148.5 | 178.2
1219 | 1046 | 1050 | 0.01322 | 148.5 | 178.2
1220 | 1047 | 1050 | 0.01157 | 148.5 | 178.2
1221 | 1048 | 1049 | 0.00331 | 148.5 | 178.2
1222 | 1049 | 1450 | 0.02645 | 148.5 | 178.2
1223 | 1050 | 877 | 0.03471 | 148.5 | 178.2
1224 | 1055 | 1079 | 0.10331 | 148.5 | 178.2
1225 | 1056 | 1057 | 0.00083 | 148.5 | 178.2
1226 | 1057 | 1083 | 0.00992 | 148.5 | 178.2
1227 | 1058 | 909 | 0.00992 | 148.5 | 178.2
1228 | 1058 | 985 | 0.01074 | 148.5 | 178.2
1229 | 1059 | 71 | 0.06983 | 160 | 192
1230 | 1059 | 1331 | 0.00413 | 148.5 | 178.2
1231 | 1060 | 71 | 0.06777 | 160 | 192
1232 | 1061 | 1063 | 0.00083 | 148.5 | 178.2
1233 | 1062 | 1095 | 0.01157 | 148.5 | 178.2
1234 | 1063 | 957 | 0.01074 | 148.5 | 178.2
1235 | 1064 | 1065 | 0.01074 | 148.5 | 178.2
1236 | 1065 | 1284 | 0.0124 | 148.5 | 178.2
1237 | 1066 | 851 | 0.01736 | 148.5 | 178.2
1238 | 1067 | 1069 | 0.00165 | 148.5 | 178.2
1239 | 1069 | 1390 | 0.02066 | 148.5 | 178.2
1240 | 1070 | 1068 | 0.00248 | 148.5 | 178.2
1241 | 1070 | 1326 | 0.02231 | 148.5 | 178.2
1242 | 1071 | 1051 | 0.02727 | 148.5 | 178.2
1243 | 1072 | 915 | 0.00248 | 148.5 | 178.2
1244 | 1073 | 916 | 0.00248 | 148.5 | 178.2
1245 | 1076 | 821 | 0.02149 | 148.5 | 178.2
1246 | 1076 | 889 | 0.01736 | 148.5 | 178.2
1247 | 1077 | 919 | 0.02397 | 148.5 | 178.2
1248 | 1080 | 1081 | 0.00083 | 148.5 | 178.2
1249 | 1081 | 1385 | 0.00909 | 148.5 | 178.2
1250 | 1082 | 1266 | 0.02645 | 148.5 | 178.2
1251 | 1083 | 896 | 0.01818 | 148.5 | 178.2
1252 | 1083 | 1053 | 0.03058 | 148.5 | 178.2
1253 | 1084 | 1343 | 0.03223 | 148.5 | 178.2
1254 | 1086 | 1328 | 0.0686 | 148.5 | 178.2
1255 | 1087 | 802 | 0.01322 | 148.5 | 178.2
1256 | 1087 | 850 | 0.01405 | 148.5 | 178.2
1257 | 1087 | 949 | 0.01405 | 148.5 | 178.2
1258 | 1087 | 1557 | 0.03306 | 148.5 | 178.2
1259 | 1088 | 1182 | 0.09504 | 148.5 | 178.2
1260 | 1088 | 1219 | 0.01983 | 148.5 | 178.2
1261 | 1088 | 1593 | 0.01653 | 148.5 | 178.2
1262 | 1090 | 1092 | 0.00992 | 148.5 | 178.2
1263 | 1091 | 1093 | 0.0124 | 148.5 | 178.2
1264 | 1092 | 1489 | 0.05785 | 148.5 | 178.2
1265 | 1093 | 1489 | 0.0405 | 148.5 | 178.2
1266 | 1094 | 1491 | 0.01074 | 148.5 | 178.2
1267 | 1095 | 77 | 0.06694 | 160 | 192
1268 | 1095 | 906 | 0.01157 | 148.5 | 178.2
1269 | 1095 | 915 | 0.01322 | 148.5 | 178.2
1270 | 1095 | 916 | 0.01322 | 148.5 | 178.2
1271 | 1095 | 938 | 0.00413 | 148.5 | 178.2
1272 | 1095 | 1532 | 0.00909 | 148.5 | 178.2
1273 | 1096 | 77 | 0.06736 | 160 | 192
1274 | 1096 | 1403 | 0.00826 | 148.5 | 178.2
1275 | 1096 | 1492 | 0.00579 | 148.5 | 178.2
1276 | 1096 | 1510 | 0.00496 | 148.5 | 178.2
1277 | 1097 | 1471 | 0.01157 | 148.5 | 178.2
1278 | 1098 | 1097 | 0.0001 | 148.5 | 178.2
1279 | 1098 | 1419 | 0.01405 | 148.5 | 178.2
1280 | 1098 | 1472 | 0.01157 | 148.5 | 178.2
1281 | 1099 | 1082 | 0.00661 | 148.5 | 178.2
1282 | 1100 | 1101 | 0.00083 | 148.5 | 178.2
1283 | 1101 | 1232 | 0.00579 | 148.5 | 178.2
1284 | 1102 | 920 | 0.00826 | 148.5 | 178.2
1285 | 1102 | 1585 | 0.02479 | 148.5 | 178.2
1286 | 1103 | 796 | 0.00992 | 148.5 | 178.2
1287 | 1104 | 1190 | 0.01653 | 148.5 | 178.2
1288 | 1105 | 836 | 0.02231 | 148.5 | 178.2
1289 | 1106 | 78 | 0.06839 | 160 | 192
1290 | 1106 | 835 | 0.02231 | 148.5 | 178.2
1291 | 1107 | 861 | 0.06033 | 148.5 | 178.2
1292 | 1107 | 1343 | 0.06198 | 148.5 | 178.2
1293 | 1108 | 795 | 0.02479 | 148.5 | 178.2
1294 | 1108 | 1107 | 0.0001 | 148.5 | 178.2
1295 | 1108 | 1451 | 0.00992 | 148.5 | 178.2
1296 | 1111 | 997 | 0.00331 | 148.5 | 178.2
1297 | 1111 | 1109 | 0.00165 | 148.5 | 178.2
1298 | 1112 | 995 | 0.00496 | 148.5 | 178.2
1299 | 1112 | 1110 | 0.00165 | 148.5 | 178.2
1300 | 1113 | 859 | 0.02231 | 148.5 | 178.2
1301 | 1113 | 1511 | 0.00165 | 148.5 | 178.2
1302 | 1114 | 80 | 0.06694 | 160 | 192
1303 | 1114 | 1267 | 0.02397 | 148.5 | 178.2
1304 | 1114 | 1354 | 0.01074 | 148.5 | 178.2
1305 | 1114 | 1409 | 0.09174 | 148.5 | 178.2
1306 | 1115 | 81 | 0.06694 | 160 | 192
1307 | 1115 | 1181 | 0.04298 | 148.5 | 178.2
1308 | 1117 | 1538 | 0.03719 | 148.5 | 178.2
1309 | 1118 | 1119 | 0.00826 | 148.5 | 178.2
1310 | 1119 | 1082 | 0.00083 | 148.5 | 178.2
1311 | 1120 | 216 | 0.08099 | 148.5 | 178.2
1312 | 1120 | 1078 | 0.1157 | 148.5 | 178.2
1313 | 1120 | 1097 | 0.06116 | 148.5 | 178.2
1314 | 1121 | 1231 | 0.04793 | 148.5 | 178.2
1315 | 1121 | 1553 | 0.10496 | 148.5 | 178.2
1316 | 1125 | 989 | 0.00083 | 148.5 | 178.2
1317 | 1126 | 990 | 0.00083 | 148.5 | 178.2
1318 | 1127 | 997 | 0.02562 | 148.5 | 178.2
1319 | 1127 | 1124 | 0.00909 | 148.5 | 178.2
1320 | 1128 | 1129 | 0.00992 | 148.5 | 178.2
1321 | 1129 | 399 | 0.07107 | 148.5 | 178.2
1322 | 1130 | 1131 | 0.00083 | 148.5 | 178.2
1323 | 1131 | 1383 | 0.02314 | 148.5 | 178.2
1324 | 1132 | 1195 | 0.00661 | 148.5 | 178.2
1325 | 1133 | 1074 | 0.03967 | 148.5 | 178.2
1326 | 1134 | 798 | 0.00083 | 148.5 | 178.2
1327 | 1135 | 799 | 0.00165 | 148.5 | 178.2
1328 | 1138 | 82 | 0.06756 | 160 | 192
1329 | 1138 | 930 | 0.00826 | 148.5 | 178.2
1330 | 1138 | 1084 | 0.05207 | 148.5 | 178.2
1331 | 1139 | 82 | 0.06756 | 160 | 192
1332 | 1140 | 1188 | 0.00661 | 148.5 | 178.2
1333 | 1141 | 83 | 0.06653 | 160 | 192
1334 | 1142 | 1043 | 0.09008 | 148.5 | 178.2
1335 | 1142 | 1426 | 0.02066 | 148.5 | 178.2
1336 | 1143 | 1122 | 0.06694 | 148.5 | 178.2
1337 | 1143 | 1745 | 0.05041 | 148.5 | 178.2
1338 | 1145 | 995 | 0.02645 | 148.5 | 178.2
1339 | 1145 | 1274 | 0.00661 | 148.5 | 178.2
1340 | 1146 | 1318 | 0.00992 | 148.5 | 178.2
1341 | 1147 | 1050 | 0.02149 | 148.5 | 178.2
1342 | 1151 | 1150 | 0.00165 | 148.5 | 178.2
1343 | 1151 | 1216 | 0.11488 | 148.5 | 178.2
1344 | 1153 | 1026 | 0.02314 | 148.5 | 178.2
1345 | 1153 | 1152 | 0.00744 | 148.5 | 178.2
1346 | 1154 | 832 | 0.02645 | 148.5 | 178.2
1347 | 1156 | 815 | 0.01488 | 148.5 | 178.2
1348 | 1157 | 1158 | 0.00083 | 148.5 | 178.2
1349 | 1158 | 1222 | 0.01405 | 148.5 | 178.2
1350 | 1161 | 1054 | 0.04628 | 148.5 | 178.2
1351 | 1161 | 1159 | 0.00826 | 148.5 | 178.2
1352 | 1162 | 858 | 0.01983 | 148.5 | 178.2
1353 | 1162 | 1160 | 0.00826 | 148.5 | 178.2
1354 | 1163 | 798 | 0.03967 | 148.5 | 178.2
1355 | 1164 | 1166 | 0.00124 | 148.5 | 178.2
1356 | 1165 | 1167 | 0.00124 | 148.5 | 178.2
1357 | 1166 | 1106 | 0.04711 | 148.5 | 178.2
1358 | 1167 | 1105 | 0.04711 | 148.5 | 178.2
1359 | 1168 | 959 | 0.07521 | 148.5 | 178.2
1360 | 1169 | 1122 | 0.02149 | 148.5 | 178.2
1361 | 1170 | 1106 | 0.05124 | 148.5 | 178.2
1362 | 1172 | 1539 | 0.00496 | 148.5 | 178.2
1363 | 1173 | 858 | 0.00248 | 148.5 | 178.2
1364 | 1174 | 859 | 0.00248 | 148.5 | 178.2
1365 | 1175 | 834 | 0.04463 | 148.5 | 178.2
1366 | 1175 | 1580 | 0.00744 | 148.5 | 178.2
1367 | 1176 | 1178 | 0.00124 | 148.5 | 178.2
1368 | 1177 | 1580 | 0.02893 | 148.5 | 178.2
1369 | 1178 | 834 | 0.0405 | 148.5 | 178.2
1370 | 1181 | 1190 | 0.04711 | 148.5 | 178.2
1371 | 1182 | 85 | 0.0936 | 160 | 192
1372 | 1182 | 1448 | 0.0314 | 148.5 | 178.2
1373 | 1182 | 1449 | 0.0314 | 148.5 | 178.2
1374 | 1183 | 786 | 0.04545 | 148.5 | 178.2
1375 | 1183 | 992 | 0.01405 | 148.5 | 178.2
1376 | 1183 | 1315 | 0.01901 | 148.5 | 178.2
1377 | 1183 | 1460 | 0.01074 | 148.5 | 178.2
1378 | 1183 | 1488 | 0.0157 | 148.5 | 178.2
1379 | 1184 | 86 | 0.09277 | 160 | 192
1380 | 1184 | 787 | 0.04545 | 148.5 | 178.2
1381 | 1184 | 903 | 0.01653 | 148.5 | 178.2
1382 | 1184 | 953 | 0.01736 | 148.5 | 178.2
1383 | 1184 | 1081 | 0.02314 | 148.5 | 178.2
1384 | 1187 | 1189 | 0.00579 | 148.5 | 178.2
1385 | 1188 | 1186 | 0.00579 | 148.5 | 178.2
1386 | 1188 | 1256 | 0.03471 | 148.5 | 178.2
1387 | 1189 | 1141 | 0.00661 | 148.5 | 178.2
1388 | 1191 | 1017 | 0.00331 | 148.5 | 178.2
1389 | 1191 | 1141 | 0.00165 | 148.5 | 178.2
1390 | 1191 | 1141 | 0.00165 | 148.5 | 178.2
1391 | 1192 | 84 | 0.0686 | 160 | 192
1392 | 1192 | 1018 | 0.00248 | 148.5 | 178.2
1393 | 1192 | 1282 | 0.0719 | 148.5 | 178.2
1394 | 1192 | 1288 | 0.02397 | 148.5 | 178.2
1395 | 1192 | 1578 | 0.04628 | 148.5 | 178.2
1396 | 1193 | 1012 | 0.04132 | 148.5 | 178.2
1397 | 1193 | 1154 | 0.03636 | 148.5 | 178.2
1398 | 1194 | 1183 | 0.00744 | 148.5 | 178.2
1399 | 1195 | 1278 | 0.00744 | 148.5 | 178.2
1400 | 1199 | 821 | 0.01074 | 148.5 | 178.2
1401 | 1199 | 1197 | 0.00909 | 148.5 | 178.2
1402 | 1200 | 1198 | 0.00909 | 148.5 | 178.2
1403 | 1200 | 1355 | 0.00909 | 148.5 | 178.2
1404 | 1201 | 904 | 0.0124 | 148.5 | 178.2
1405 | 1202 | 1201 | 0.0001 | 148.5 | 178.2
1406 | 1202 | 1338 | 0.0124 | 148.5 | 178.2
1407 | 1203 | 1345 | 0.02645 | 148.5 | 178.2
1408 | 1204 | 1279 | 0.00661 | 148.5 | 178.2
1409 | 1205 | 1380 | 0.02231 | 148.5 | 178.2
1410 | 1206 | 892 | 0.01405 | 148.5 | 178.2
1411 | 1207 | 889 | 0.01488 | 148.5 | 178.2
1412 | 1208 | 1209 | 0.00083 | 148.5 | 178.2
1413 | 1209 | 1192 | 0.04545 | 148.5 | 178.2
1414 | 1210 | 1345 | 0.00579 | 148.5 | 178.2
1415 | 1211 | 1346 | 0.00579 | 148.5 | 178.2
1416 | 1212 | 1144 | 0.03223 | 148.5 | 178.2
1417 | 1212 | 1582 | 0.00248 | 148.5 | 178.2
1418 | 1213 | 87 | 0.06715 | 160 | 192
1419 | 1213 | 1212 | 0.0001 | 148.5 | 178.2
1420 | 1213 | 1593 | 0.00413 | 148.5 | 178.2
1421 | 1214 | 870 | 0.03636 | 148.5 | 178.2
1422 | 1214 | 1504 | 0.02397 | 148.5 | 178.2
1423 | 1216 | 809 | 0.04463 | 148.5 | 178.2
1424 | 1216 | 1027 | 0.00661 | 148.5 | 178.2
1425 | 1216 | 1028 | 0.00661 | 148.5 | 178.2
1426 | 1216 | 1031 | 0.00661 | 148.5 | 178.2
1427 | 1216 | 1035 | 0.00248 | 148.5 | 178.2
1428 | 1216 | 1039 | 0.0124 | 148.5 | 178.2
1429 | 1217 | 89 | 0.0657 | 160 | 192
1430 | 1217 | 1029 | 0.00661 | 148.5 | 178.2
1431 | 1217 | 1034 | 0.00248 | 148.5 | 178.2
1432 | 1217 | 1036 | 0.00248 | 148.5 | 178.2
1433 | 1219 | 1218 | 0.00579 | 148.5 | 178.2
1434 | 1219 | 1505 | 0.0314 | 148.5 | 178.2
1435 | 1220 | 928 | 0.00826 | 148.5 | 178.2
1436 | 1220 | 1096 | 0.01736 | 148.5 | 178.2
1437 | 1222 | 997 | 0.02562 | 148.5 | 178.2
1438 | 1222 | 1221 | 0.00909 | 148.5 | 178.2
1439 | 1223 | 1053 | 0.01653 | 148.5 | 178.2
1440 | 1224 | 1226 | 0.00413 | 148.5 | 178.2
1441 | 1225 | 1227 | 0.00413 | 148.5 | 178.2
1442 | 1226 | 1383 | 0.02893 | 148.5 | 178.2
1443 | 1227 | 1260 | 0.0157 | 148.5 | 178.2
1444 | 1228 | 1155 | 0.00826 | 148.5 | 178.2
1445 | 1228 | 1368 | 0.0157 | 148.5 | 178.2
1446 | 1229 | 1139 | 0.00909 | 148.5 | 178.2
1447 | 1230 | 900 | 0.00248 | 148.5 | 178.2
1448 | 1230 | 1022 | 0.00413 | 148.5 | 178.2
1449 | 1231 | 1023 | 0.00413 | 148.5 | 178.2
1450 | 1232 | 1131 | 0.00124 | 148.5 | 178.2
1451 | 1233 | 1085 | 0.00661 | 148.5 | 178.2
1452 | 1233 | 1312 | 0.03058 | 148.5 | 178.2
1453 | 1233 | 1382 | 0.02562 | 148.5 | 178.2
1454 | 1235 | 936 | 0.01322 | 148.5 | 178.2
1455 | 1236 | 915 | 0.00826 | 148.5 | 178.2
1456 | 1236 | 1184 | 0.02727 | 148.5 | 178.2
1457 | 1237 | 1059 | 0.00496 | 148.5 | 178.2
1458 | 1237 | 1099 | 0.00909 | 148.5 | 178.2
1459 | 1239 | 1238 | 0.00165 | 148.5 | 178.2
1460 | 1239 | 1535 | 0.01653 | 148.5 | 178.2
1461 | 1240 | 792 | 0.01405 | 148.5 | 178.2
1462 | 1241 | 999 | 0.0157 | 148.5 | 178.2
1463 | 1243 | 1053 | 0.03223 | 148.5 | 178.2
1464 | 1243 | 1242 | 0.00083 | 148.5 | 178.2
1465 | 1244 | 90 | 0.06756 | 160 | 192
1466 | 1244 | 1086 | 0.06116 | 148.5 | 178.2
1467 | 1244 | 1311 | 0.06281 | 148.5 | 178.2
1468 | 1244 | 1326 | 0.02149 | 148.5 | 178.2
1469 | 1244 | 1330 | 0.01736 | 148.5 | 178.2
1470 | 1245 | 909 | 0.03554 | 148.5 | 178.2
1471 | 1245 | 1425 | 0.00826 | 148.5 | 178.2
1472 | 1246 | 1248 | 0.00248 | 148.5 | 178.2
1473 | 1247 | 1375 | 0.00496 | 148.5 | 178.2
1474 | 1248 | 1375 | 0.00331 | 148.5 | 178.2
1475 | 1249 | 1215 | 0.09008 | 148.5 | 178.2
1476 | 1250 | 1223 | 0.0281 | 148.5 | 178.2
1477 | 1250 | 1271 | 0.00826 | 148.5 | 178.2
1478 | 1250 | 1403 | 0.01405 | 148.5 | 178.2
1479 | 1251 | 1243 | 0.00661 | 148.5 | 178.2
1480 | 1251 | 1250 | 0.0001 | 148.5 | 178.2
1481 | 1251 | 1487 | 0.00744 | 148.5 | 178.2
1482 | 1253 | 1544 | 0.0157 | 148.5 | 178.2
1483 | 1256 | 948 | 0.02727 | 148.5 | 178.2
1484 | 1256 | 1254 | 0.01322 | 148.5 | 178.2
1485 | 1257 | 1140 | 0.04132 | 148.5 | 178.2
1486 | 1257 | 1255 | 0.01322 | 148.5 | 178.2
1487 | 1258 | 1149 | 0.02066 | 148.5 | 178.2
1488 | 1259 | 1336 | 0.00579 | 148.5 | 178.2
1489 | 1259 | 1563 | 0.00744 | 148.5 | 178.2
1490 | 1260 | 1261 | 0.00083 | 148.5 | 178.2
1491 | 1261 | 1226 | 0.0157 | 148.5 | 178.2
1492 | 1263 | 966 | 0.03554 | 148.5 | 178.2
1493 | 1264 | 1265 | 0.01074 | 148.5 | 178.2
1494 | 1265 | 1503 | 0.17934 | 148.5 | 178.2
1495 | 1266 | 1053 | 0.00413 | 148.5 | 178.2
1496 | 1268 | 967 | 0.1876 | 148.5 | 178.2
1497 | 1269 | 1171 | 0.06116 | 148.5 | 178.2
1498 | 1270 | 1271 | 0.00165 | 148.5 | 178.2
1499 | 1271 | 1119 | 0.01983 | 148.5 | 178.2
1500 | 1272 | 1274 | 0.00083 | 148.5 | 178.2
1501 | 1273 | 1275 | 0.00083 | 148.5 | 178.2
1502 | 1274 | 943 | 0.01653 | 148.5 | 178.2
1503 | 1275 | 1112 | 0.02231 | 148.5 | 178.2
1504 | 1277 | 1339 | 0.01074 | 148.5 | 178.2
1505 | 1279 | 914 | 0.00744 | 148.5 | 178.2
1506 | 1280 | 1212 | 0.01983 | 148.5 | 178.2
1507 | 1281 | 1213 | 0.01983 | 148.5 | 178.2
1508 | 1282 | 961 | 0.00661 | 148.5 | 178.2
1509 | 1283 | 1122 | 0.06612 | 148.5 | 178.2
1510 | 1284 | 1137 | 0.00331 | 148.5 | 178.2
1511 | 1285 | 1116 | 0.02562 | 148.5 | 178.2
1512 | 1285 | 1408 | 0.00413 | 148.5 | 178.2
1513 | 1286 | 1288 | 0.00083 | 148.5 | 178.2
1514 | 1287 | 1019 | 0.02149 | 148.5 | 178.2
1515 | 1288 | 868 | 0.0157 | 148.5 | 178.2
1516 | 1290 | 1250 | 0.00579 | 148.5 | 178.2
1517 | 1290 | 1495 | 0.0124 | 148.5 | 178.2
1518 | 1291 | 1245 | 0.09339 | 148.5 | 178.2
1519 | 1291 | 1435 | 0.00909 | 148.5 | 178.2
1520 | 1292 | 1267 | 0.03719 | 148.5 | 178.2
1521 | 1293 | 857 | 0.05455 | 148.5 | 178.2
1522 | 1293 | 912 | 0.11074 | 148.5 | 178.2
1523 | 1293 | 978 | 0.07603 | 148.5 | 178.2
1524 | 1294 | 886 | 0.06612 | 148.5 | 178.2
1525 | 1294 | 912 | 0.11074 | 148.5 | 178.2
1526 | 1295 | 1328 | 0.00909 | 148.5 | 178.2
1527 | 1296 | 1284 | 0.01322 | 148.5 | 178.2
1528 | 1297 | 1298 | 0.01322 | 148.5 | 178.2
1529 | 1298 | 1285 | 0.0124 | 148.5 | 178.2
1530 | 1301 | 1120 | 0.04298 | 148.5 | 178.2
1531 | 1302 | 1141 | 0.03884 | 148.5 | 178.2
1532 | 1303 | 1598 | 0.0157 | 148.5 | 178.2
1533 | 1305 | 1307 | 0.00083 | 148.5 | 178.2
1534 | 1306 | 1045 | 0.00248 | 148.5 | 178.2
1535 | 1306 | 1304 | 0.00083 | 148.5 | 178.2
1536 | 1307 | 986 | 0.00413 | 148.5 | 178.2
1537 | 1308 | 1024 | 0.03223 | 148.5 | 178.2
1538 | 1308 | 1420 | 0.10909 | 148.5 | 178.2
1539 | 1309 | 1562 | 0.09587 | 148.5 | 178.2
1540 | 1309 | 1802 | 0.03719 | 148.5 | 178.2
1541 | 1310 | 1250 | 0.01983 | 148.5 | 178.2
1542 | 1311 | 1329 | 0.06694 | 148.5 | 178.2
1543 | 1312 | 893 | 0.01488 | 148.5 | 178.2
1544 | 1313 | 1149 | 0.07107 | 148.5 | 178.2
1545 | 1313 | 1265 | 0.1 | 148.5 | 178.2
1546 | 1315 | 815 | 0.00744 | 148.5 | 178.2
1547 | 1315 | 1314 | 0.00413 | 148.5 | 178.2
1548 | 1318 | 978 | 0.07355 | 148.5 | 178.2
1549 | 1318 | 1316 | 0.00579 | 148.5 | 178.2
1550 | 1319 | 979 | 0.07355 | 148.5 | 178.2
1551 | 1319 | 1317 | 0.00579 | 148.5 | 178.2
1552 | 1320 | 878 | 0.0157 | 148.5 | 178.2
1553 | 1321 | 1323 | 0.00083 | 148.5 | 178.2
1554 | 1322 | 1476 | 0.0281 | 148.5 | 178.2
1555 | 1323 | 876 | 0.01901 | 148.5 | 178.2
1556 | 1325 | 1203 | 0.00661 | 148.5 | 178.2
1557 | 1327 | 1245 | 0.03802 | 148.5 | 178.2
1558 | 1330 | 1587 | 0.00331 | 148.5 | 178.2
1559 | 1333 | 1335 | 0.00744 | 148.5 | 178.2
1560 | 1334 | 794 | 0.01157 | 148.5 | 178.2
1561 | 1334 | 1332 | 0.00661 | 148.5 | 178.2
1562 | 1335 | 1075 | 0.01074 | 148.5 | 178.2
1563 | 1336 | 1213 | 0.05372 | 148.5 | 178.2
1564 | 1337 | 827 | 0.05702 | 148.5 | 178.2
1565 | 1337 | 1262 | 0.07025 | 148.5 | 178.2
1566 | 1338 | 964 | 0.03636 | 148.5 | 178.2
1567 | 1340 | 1261 | 0.00909 | 148.5 | 178.2
1568 | 1341 | 1468 | 0.0157 | 148.5 | 178.2
1569 | 1342 | 1123 | 0.07025 | 148.5 | 178.2
1570 | 1342 | 1301 | 0.10248 | 148.5 | 178.2
1571 | 1343 | 91 | 0.06756 | 160 | 192
1572 | 1344 | 1343 | 0.0001 | 148.5 | 178.2
1573 | 1345 | 804 | 0.0438 | 148.5 | 178.2
1574 | 1347 | 1234 | 0.06694 | 148.5 | 178.2
1575 | 1348 | 1217 | 0.05455 | 148.5 | 178.2
1576 | 1349 | 839 | 0.05785 | 148.5 | 178.2
1577 | 1350 | 959 | 0.08264 | 148.5 | 178.2
1578 | 1352 | 1353 | 0.00826 | 148.5 | 178.2
1579 | 1353 | 1196 | 0.01074 | 148.5 | 178.2
1580 | 1354 | 975 | 0.01818 | 148.5 | 178.2
1581 | 1355 | 822 | 0.00826 | 148.5 | 178.2
1582 | 1356 | 1070 | 0.01322 | 148.5 | 178.2
1583 | 1356 | 1390 | 0.01653 | 148.5 | 178.2
1584 | 1357 | 1140 | 0.06364 | 148.5 | 178.2
1585 | 1357 | 1155 | 0.01488 | 148.5 | 178.2
1586 | 1358 | 859 | 0.01983 | 148.5 | 178.2
1587 | 1358 | 1161 | 0.01983 | 148.5 | 178.2
1588 | 1359 | 688 | 0.06281 | 148.5 | 178.2
1589 | 1359 | 1104 | 0.03223 | 148.5 | 178.2
1590 | 1360 | 1323 | 0.00124 | 148.5 | 178.2
1591 | 1362 | 1361 | 0.00413 | 148.5 | 178.2
1592 | 1362 | 1570 | 0.0124 | 148.5 | 178.2
1593 | 1363 | 1233 | 0.02562 | 148.5 | 178.2
1594 | 1363 | 1499 | 0.02149 | 148.5 | 178.2
1595 | 1364 | 1365 | 0.00083 | 148.5 | 178.2
1596 | 1365 | 1180 | 0.01736 | 148.5 | 178.2
1597 | 1366 | 975 | 0.02149 | 148.5 | 178.2
1598 | 1367 | 1185 | 0.03471 | 148.5 | 178.2
1599 | 1368 | 1138 | 0.02066 | 148.5 | 178.2
1600 | 1369 | 1601 | 0.09008 | 148.5 | 178.2
1601 | 1371 | 1009 | 0.00083 | 148.5 | 178.2
1602 | 1371 | 1370 | 0.00083 | 148.5 | 178.2
1603 | 1372 | 858 | 0.01653 | 148.5 | 178.2
1604 | 1373 | 1201 | 0.0157 | 148.5 | 178.2
1605 | 1374 | 1101 | 0.01983 | 148.5 | 178.2
1606 | 1374 | 1335 | 0.01157 | 148.5 | 178.2
1607 | 1376 | 1375 | 0.0001 | 148.5 | 178.2
1608 | 1376 | 1392 | 0.00331 | 148.5 | 178.2
1609 | 1376 | 1538 | 0.05702 | 148.5 | 178.2
1610 | 1377 | 1378 | 0.00579 | 148.5 | 178.2
1611 | 1378 | 995 | 0.00909 | 148.5 | 178.2
1612 | 1379 | 797 | 0.02645 | 148.5 | 178.2
1613 | 1380 | 1189 | 0.02975 | 148.5 | 178.2
1614 | 1381 | 1512 | 0.00826 | 148.5 | 178.2
1615 | 1382 | 92 | 0.06269 | 250 | 300
1616 | 1382 | 1148 | 0.10579 | 148.5 | 178.2
1617 | 1383 | 1382 | 0.0001 | 148.5 | 178.2
1618 | 1383 | 1482 | 0.0438 | 148.5 | 178.2
1619 | 1384 | 92 | 0.06294 | 250 | 300
1620 | 1384 | 972 | 0.00165 | 148.5 | 178.2
1621 | 1384 | 1179 | 0.05289 | 148.5 | 178.2
1622 | 1384 | 1565 | 0.03223 | 148.5 | 178.2
1623 | 1385 | 794 | 0.01983 | 148.5 | 178.2
1624 | 1387 | 908 | 0.00744 | 148.5 | 178.2
1625 | 1388 | 1379 | 0.00992 | 148.5 | 178.2
1626 | 1389 | 1170 | 0.07025 | 148.5 | 178.2
1627 | 1390 | 1248 | 0.01818 | 148.5 | 178.2
1628 | 1391 | 1392 | 0.00331 | 148.5 | 178.2
1629 | 1392 | 1276 | 0.02231 | 148.5 | 178.2
1630 | 1393 | 820 | 0.09174 | 148.5 | 178.2
1631 | 1394 | 1393 | 0.0001 | 148.5 | 178.2
1632 | 1395 | 1397 | 0.00165 | 148.5 | 178.2
1633 | 1396 | 1140 | 0.00579 | 148.5 | 178.2
1634 | 1397 | 1141 | 0.00413 | 148.5 | 178.2
1635 | 1398 | 1544 | 0.01405 | 148.5 | 178.2
1636 | 1400 | 1401 | 0.00661 | 148.5 | 178.2
1637 | 1401 | 996 | 0.02727 | 148.5 | 178.2
1638 | 1402 | 981 | 0.06116 | 148.5 | 178.2
1639 | 1406 | 1407 | 0.00331 | 148.5 | 178.2
1640 | 1407 | 994 | 0.06033 | 148.5 | 178.2
1641 | 1410 | 929 | 0.04215 | 148.5 | 178.2
1642 | 1410 | 1601 | 0.0314 | 148.5 | 178.2
1643 | 1411 | 870 | 0.01983 | 148.5 | 178.2
1644 | 1411 | 1408 | 0.01074 | 148.5 | 178.2
1645 | 1412 | 1413 | 0.00744 | 148.5 | 178.2
1646 | 1413 | 1556 | 0.04793 | 148.5 | 178.2
1647 | 1415 | 1453 | 0.03223 | 148.5 | 178.2
1648 | 1416 | 1398 | 0.00826 | 148.5 | 178.2
1649 | 1416 | 1440 | 0.05537 | 148.5 | 178.2
1650 | 1417 | 1151 | 0.06529 | 148.5 | 178.2
1651 | 1417 | 1284 | 0.04463 | 148.5 | 178.2
1652 | 1417 | 1548 | 0.05207 | 148.5 | 178.2
1653 | 1418 | 93 | 0.06736 | 160 | 192
1654 | 1418 | 870 | 0.02645 | 148.5 | 178.2
1655 | 1418 | 871 | 0.02645 | 148.5 | 178.2
1656 | 1418 | 1298 | 0.03223 | 148.5 | 178.2
1657 | 1419 | 796 | 0.01074 | 148.5 | 178.2
1658 | 1420 | 912 | 0.04628 | 148.5 | 178.2
1659 | 1421 | 1423 | 0.03802 | 148.5 | 178.2
1660 | 1422 | 1421 | 0.0001 | 148.5 | 178.2
1661 | 1423 | 1463 | 0.02066 | 148.5 | 178.2
1662 | 1424 | 895 | 0.02149 | 148.5 | 178.2
1663 | 1425 | 1066 | 0.00496 | 148.5 | 178.2
1664 | 1426 | 96 | 0.06674 | 160 | 192
1665 | 1426 | 804 | 0.06281 | 148.5 | 178.2
1666 | 1426 | 849 | 0.04215 | 148.5 | 178.2
1667 | 1426 | 879 | 0.05868 | 148.5 | 178.2
1668 | 1426 | 917 | 0.07273 | 148.5 | 178.2
1669 | 1426 | 1346 | 0.08926 | 148.5 | 178.2
1670 | 1426 | 1386 | 0.03223 | 148.5 | 178.2
1671 | 1427 | 97 | 0.01818 | 125 | 150
1672 | 1427 | 1249 | 0.04711 | 148.5 | 178.2
1673 | 1428 | 1092 | 0.02975 | 148.5 | 178.2
1674 | 1429 | 1093 | 0.02893 | 148.5 | 178.2
1675 | 1430 | 738 | 0.06446 | 148.5 | 178.2
1676 | 1430 | 1133 | 0.06612 | 148.5 | 178.2
1677 | 1430 | 1414 | 0.04793 | 148.5 | 178.2
1678 | 1431 | 1089 | 0.04132 | 148.5 | 178.2
1679 | 1431 | 1427 | 0.00661 | 148.5 | 178.2
1680 | 1432 | 865 | 0.00909 | 148.5 | 178.2
1681 | 1432 | 1367 | 0.17025 | 148.5 | 178.2
1682 | 1432 | 1427 | 0.00413 | 148.5 | 178.2
1683 | 1432 | 1431 | 0.0001 | 148.5 | 178.2
1684 | 1435 | 1138 | 0.07107 | 148.5 | 178.2
1685 | 1435 | 1518 | 0.02479 | 148.5 | 178.2
1686 | 1436 | 1052 | 0.00413 | 148.5 | 178.2
1687 | 1436 | 1054 | 0.01488 | 148.5 | 178.2
1688 | 1439 | 1052 | 0.00909 | 148.5 | 178.2
1689 | 1439 | 1437 | 0.0157 | 148.5 | 178.2
1690 | 1440 | 1051 | 0.01074 | 148.5 | 178.2
1691 | 1440 | 1438 | 0.0157 | 148.5 | 178.2
1692 | 1441 | 1443 | 0.00744 | 148.5 | 178.2
1693 | 1443 | 1397 | 0.05207 | 148.5 | 178.2
1694 | 1444 | 657 | 0.03388 | 148.5 | 178.2
1695 | 1444 | 1217 | 0.0438 | 148.5 | 178.2
1696 | 1445 | 1375 | 0.01488 | 148.5 | 178.2
1697 | 1445 | 1424 | 0.01157 | 148.5 | 178.2
1698 | 1448 | 892 | 0.0157 | 148.5 | 178.2
1699 | 1448 | 1446 | 0.00826 | 148.5 | 178.2
1700 | 1449 | 893 | 0.0157 | 148.5 | 178.2
1701 | 1449 | 1447 | 0.00826 | 148.5 | 178.2
1702 | 1450 | 1054 | 0.0157 | 148.5 | 178.2
1703 | 1451 | 1139 | 0.04298 | 148.5 | 178.2
1704 | 1452 | 932 | 0.00579 | 148.5 | 178.2
1705 | 1452 | 1127 | 0.01488 | 148.5 | 178.2
1706 | 1452 | 1166 | 0.09421 | 148.5 | 178.2
1707 | 1452 | 1351 | 0.00744 | 148.5 | 178.2
1708 | 1453 | 1158 | 0.00083 | 148.5 | 178.2
1709 | 1453 | 1167 | 0.09421 | 148.5 | 178.2
1710 | 1454 | 913 | 0.06364 | 148.5 | 178.2
1711 | 1454 | 1283 | 0.02562 | 148.5 | 178.2
1712 | 1455 | 1504 | 0.01488 | 148.5 | 178.2
1713 | 1456 | 1504 | 0.01488 | 148.5 | 178.2
1714 | 1457 | 1459 | 0.00083 | 148.5 | 178.2
1715 | 1459 | 891 | 0.01488 | 148.5 | 178.2
1716 | 1460 | 963 | 0.01405 | 148.5 | 178.2
1717 | 1460 | 1458 | 0.00579 | 148.5 | 178.2
1718 | 1462 | 814 | 0.01157 | 148.5 | 178.2
1719 | 1462 | 1310 | 0.00496 | 148.5 | 178.2
1720 | 1463 | 1182 | 0.01488 | 148.5 | 178.2
1721 | 1464 | 1063 | 0.01322 | 148.5 | 178.2
1722 | 1465 | 1399 | 0.02397 | 148.5 | 178.2
1723 | 1466 | 1482 | 0.01322 | 148.5 | 178.2
1724 | 1467 | 834 | 0.06116 | 148.5 | 178.2
1725 | 1467 | 1293 | 0.06281 | 148.5 | 178.2
1726 | 1468 | 1021 | 0.00083 | 148.5 | 178.2
1727 | 1469 | 958 | 0.00744 | 148.5 | 178.2
1728 | 1469 | 1515 | 0.11983 | 148.5 | 178.2
1729 | 1469 | 1554 | 0.01157 | 148.5 | 178.2
1730 | 1470 | 882 | 0.0595 | 148.5 | 178.2
1731 | 1470 | 1469 | 0.0001 | 148.5 | 178.2
1732 | 1470 | 1555 | 0.01157 | 148.5 | 178.2
1733 | 1473 | 1190 | 0.00579 | 148.5 | 178.2
1734 | 1474 | 1190 | 0.00496 | 148.5 | 178.2
1735 | 1475 | 1295 | 0.02479 | 148.5 | 178.2
1736 | 1475 | 1435 | 0.03388 | 148.5 | 178.2
1737 | 1476 | 885 | 0.07107 | 148.5 | 178.2
1738 | 1476 | 1168 | 0.05207 | 148.5 | 178.2
1739 | 1476 | 1360 | 0.0124 | 148.5 | 178.2
1740 | 1477 | 817 | 0.02066 | 148.5 | 178.2
1741 | 1477 | 1574 | 0.05372 | 148.5 | 178.2
1742 | 1478 | 978 | 0.0314 | 148.5 | 178.2
1743 | 1479 | 1209 | 0.00165 | 148.5 | 178.2
1744 | 1480 | 973 | 0.00744 | 148.5 | 178.2
1745 | 1481 | 973 | 0.00744 | 148.5 | 178.2
1746 | 1482 | 900 | 0.03884 | 148.5 | 178.2
1747 | 1483 | 789 | 0.00207 | 148.5 | 178.2
1748 | 1483 | 790 | 0.00124 | 148.5 | 178.2
1749 | 1483 | 791 | 0.00165 | 148.5 | 178.2
1750 | 1483 | 803 | 0.0157 | 148.5 | 178.2
1751 | 1483 | 1114 | 0.02149 | 148.5 | 178.2
1752 | 1484 | 788 | 0.00207 | 148.5 | 178.2
1753 | 1484 | 1115 | 0.01901 | 148.5 | 178.2
1754 | 1485 | 1147 | 0.02562 | 148.5 | 178.2
1755 | 1485 | 1162 | 0.0157 | 148.5 | 178.2
1756 | 1486 | 657 | 0.0405 | 148.5 | 178.2
1757 | 1488 | 814 | 0.01322 | 148.5 | 178.2
1758 | 1489 | 829 | 0.01983 | 148.5 | 178.2
1759 | 1489 | 1055 | 0.1314 | 148.5 | 178.2
1760 | 1489 | 1185 | 0.02479 | 148.5 | 178.2
1761 | 1489 | 1426 | 0.23719 | 148.5 | 178.2
1762 | 1489 | 1431 | 0.23388 | 148.5 | 178.2
1763 | 1490 | 883 | 0.00579 | 148.5 | 178.2
1764 | 1490 | 1153 | 0.00083 | 148.5 | 178.2
1765 | 1491 | 1490 | 0.0001 | 148.5 | 178.2
1766 | 1492 | 1487 | 0.01074 | 148.5 | 178.2
1767 | 1493 | 1494 | 0.00579 | 148.5 | 178.2
1768 | 1494 | 1351 | 0.06116 | 148.5 | 178.2
1769 | 1495 | 1096 | 0.01322 | 148.5 | 178.2
1770 | 1496 | 1498 | 0.00579 | 148.5 | 178.2
1771 | 1497 | 1499 | 0.00579 | 148.5 | 178.2
1772 | 1498 | 1230 | 0.02479 | 148.5 | 178.2
1773 | 1499 | 1231 | 0.02479 | 148.5 | 178.2
1774 | 1500 | 1115 | 0.00992 | 148.5 | 178.2
1775 | 1500 | 1277 | 0.00992 | 148.5 | 178.2
1776 | 1501 | 991 | 0.05289 | 148.5 | 178.2
1777 | 1502 | 98 | 0.05988 | 250 | 300
1778 | 1502 | 810 | 0.0686 | 148.5 | 178.2
1779 | 1502 | 1366 | 0.01818 | 148.5 | 178.2
1780 | 1502 | 1394 | 0.13388 | 148.5 | 178.2
1781 | 1502 | 1484 | 0.03058 | 148.5 | 178.2
1782 | 1503 | 918 | 0.04545 | 148.5 | 178.2
1783 | 1503 | 1339 | 0.01901 | 148.5 | 178.2
1784 | 1503 | 1483 | 0.02893 | 148.5 | 178.2
1785 | 1503 | 1502 | 0.0001 | 148.5 | 178.2
1786 | 1504 | 100 | 0.06119 | 250 | 300
1787 | 1505 | 101 | 0.06269 | 250 | 300
1788 | 1505 | 1557 | 0.0314 | 148.5 | 178.2
1789 | 1507 | 1303 | 0.02397 | 148.5 | 178.2
1790 | 1508 | 1257 | 0.02397 | 148.5 | 178.2
1791 | 1508 | 1506 | 0.01322 | 148.5 | 178.2
1792 | 1509 | 1511 | 0.00165 | 148.5 | 178.2
1793 | 1511 | 1095 | 0.00496 | 148.5 | 178.2
1794 | 1512 | 1136 | 0.04132 | 148.5 | 178.2
1795 | 1513 | 921 | 0.06033 | 148.5 | 178.2
1796 | 1513 | 939 | 0.00826 | 148.5 | 178.2
1797 | 1513 | 1439 | 0.04628 | 148.5 | 178.2
1798 | 1514 | 894 | 0.01653 | 148.5 | 178.2
1799 | 1514 | 1252 | 0.00496 | 148.5 | 178.2
1800 | 1514 | 1253 | 0.00083 | 148.5 | 178.2
1801 | 1514 | 1416 | 0.02727 | 148.5 | 178.2
1802 | 1515 | 1502 | 0.03802 | 148.5 | 178.2
1803 | 1516 | 968 | 0.0405 | 148.5 | 178.2
1804 | 1517 | 1200 | 0.01901 | 148.5 | 178.2
1805 | 1517 | 1506 | 0.00992 | 148.5 | 178.2
1806 | 1517 | 1507 | 0.03058 | 148.5 | 178.2
1807 | 1517 | 1584 | 0.02645 | 148.5 | 178.2
1808 | 1518 | 1241 | 0.03636 | 148.5 | 178.2
1809 | 1519 | 1520 | 0.00826 | 148.5 | 178.2
1810 | 1520 | 1344 | 0.06198 | 148.5 | 178.2
1811 | 1521 | 1522 | 0.00083 | 148.5 | 178.2
1812 | 1522 | 1179 | 0.00579 | 148.5 | 178.2
1813 | 1523 | 1033 | 0.00579 | 148.5 | 178.2
1814 | 1523 | 1037 | 0.00248 | 148.5 | 178.2
1815 | 1523 | 1044 | 0.01736 | 148.5 | 178.2
1816 | 1523 | 1202 | 0.01901 | 148.5 | 178.2
1817 | 1524 | 102 | 0.06694 | 160 | 192
1818 | 1524 | 1030 | 0.01322 | 148.5 | 178.2
1819 | 1524 | 1032 | 0.00579 | 148.5 | 178.2
1820 | 1524 | 1038 | 0.00248 | 148.5 | 178.2
1821 | 1524 | 1040 | 0.00496 | 148.5 | 178.2
1822 | 1524 | 1203 | 0.01901 | 148.5 | 178.2
1823 | 1524 | 1373 | 0.05289 | 148.5 | 178.2
1824 | 1525 | 792 | 0.0124 | 148.5 | 178.2
1825 | 1525 | 1138 | 0.02893 | 148.5 | 178.2
1826 | 1526 | 1233 | 0.00496 | 148.5 | 178.2
1827 | 1526 | 1498 | 0.02975 | 148.5 | 178.2
1828 | 1527 | 1201 | 0.0124 | 148.5 | 178.2
1829 | 1527 | 1346 | 0.01488 | 148.5 | 178.2
1830 | 1528 | 1123 | 0.05041 | 148.5 | 178.2
1831 | 1528 | 1262 | 0.08264 | 148.5 | 178.2
1832 | 1529 | 1531 | 0.00124 | 148.5 | 178.2
1833 | 1530 | 1532 | 0.00248 | 148.5 | 178.2
1834 | 1531 | 866 | 0.01405 | 148.5 | 178.2
1835 | 1532 | 1132 | 0.02975 | 148.5 | 178.2
1836 | 1533 | 1369 | 0.05041 | 148.5 | 178.2
1837 | 1533 | 1461 | 0.06529 | 148.5 | 178.2
1838 | 1534 | 1194 | 0.03306 | 148.5 | 178.2
1839 | 1534 | 1504 | 0.03223 | 148.5 | 178.2
1840 | 1535 | 1111 | 0.01405 | 148.5 | 178.2
1841 | 1536 | 103 | 0.0686 | 160 | 192
1842 | 1536 | 1045 | 0.01157 | 148.5 | 178.2
1843 | 1536 | 1163 | 0.04132 | 148.5 | 178.2
1844 | 1536 | 1204 | 0.02975 | 148.5 | 178.2
1845 | 1536 | 1276 | 0.01157 | 148.5 | 178.2
1846 | 1537 | 1389 | 0.03636 | 148.5 | 178.2
1847 | 1537 | 1415 | 0.0562 | 148.5 | 178.2
1848 | 1537 | 1494 | 0.03388 | 148.5 | 178.2
1849 | 1538 | 104 | 0.06818 | 160 | 192
1850 | 1538 | 851 | 0.07603 | 148.5 | 178.2
1851 | 1538 | 1307 | 0.01322 | 148.5 | 178.2
1852 | 1538 | 1329 | 0.0843 | 148.5 | 178.2
1853 | 1539 | 943 | 0.00744 | 148.5 | 178.2
1854 | 1539 | 995 | 0.02314 | 148.5 | 178.2
1855 | 1539 | 1353 | 0.00165 | 148.5 | 178.2
1856 | 1539 | 1404 | 0.00744 | 148.5 | 178.2
1857 | 1539 | 1442 | 0.00744 | 148.5 | 178.2
1858 | 1540 | 1378 | 0.01405 | 148.5 | 178.2
1859 | 1540 | 1405 | 0.00744 | 148.5 | 178.2
1860 | 1540 | 1443 | 0.02397 | 148.5 | 178.2
1861 | 1541 | 1518 | 0.04628 | 148.5 | 178.2
1862 | 1542 | 1505 | 0.0124 | 148.5 | 178.2
1863 | 1543 | 878 | 0.02645 | 148.5 | 178.2
1864 | 1543 | 1269 | 0.03471 | 148.5 | 178.2
1865 | 1545 | 1094 | 0.01322 | 148.5 | 178.2
1866 | 1545 | 1275 | 0.00331 | 148.5 | 178.2
1867 | 1546 | 1069 | 0.01157 | 148.5 | 178.2
1868 | 1546 | 1244 | 0.03388 | 148.5 | 178.2
1869 | 1548 | 1547 | 0.00331 | 148.5 | 178.2
1870 | 1548 | 1579 | 0.05289 | 148.5 | 178.2
1871 | 1549 | 1065 | 0.04298 | 148.5 | 178.2
1872 | 1549 | 1486 | 0.00331 | 148.5 | 178.2
1873 | 1550 | 1418 | 0.01322 | 148.5 | 178.2
1874 | 1551 | 1416 | 0.01322 | 148.5 | 178.2
1875 | 1552 | 107 | 0.06756 | 160 | 192
1876 | 1552 | 837 | 0.01322 | 148.5 | 178.2
1877 | 1552 | 874 | 0.02975 | 148.5 | 178.2
1878 | 1552 | 1008 | 0.00661 | 148.5 | 178.2
1879 | 1552 | 1011 | 0.0157 | 148.5 | 178.2
1880 | 1552 | 1074 | 0.06198 | 148.5 | 178.2
1881 | 1552 | 1371 | 0.01074 | 148.5 | 178.2
1882 | 1552 | 1388 | 0.07769 | 148.5 | 178.2
1883 | 1553 | 107 | 0.0655 | 160 | 192
1884 | 1553 | 833 | 0.06364 | 148.5 | 178.2
1885 | 1553 | 1007 | 0.00661 | 148.5 | 178.2
1886 | 1553 | 1012 | 0.05702 | 148.5 | 178.2
1887 | 1553 | 1129 | 0.08182 | 148.5 | 178.2
1888 | 1553 | 1347 | 0.03223 | 148.5 | 178.2
1889 | 1556 | 1171 | 0.0157 | 148.5 | 178.2
1890 | 1558 | 821 | 0.02231 | 148.5 | 178.2
1891 | 1559 | 822 | 0.02231 | 148.5 | 178.2
1892 | 1560 | 852 | 0.02479 | 148.5 | 178.2
1893 | 1561 | 862 | 0.03388 | 148.5 | 178.2
1894 | 1562 | 840 | 0.02397 | 148.5 | 178.2
1895 | 1563 | 1564 | 0.00165 | 148.5 | 178.2
1896 | 1564 | 1234 | 0.01157 | 148.5 | 178.2
1897 | 1565 | 1239 | 0.00744 | 148.5 | 178.2
1898 | 1565 | 1573 | 0.01736 | 148.5 | 178.2
1899 | 1566 | 825 | 0.01488 | 148.5 | 178.2
1900 | 1566 | 826 | 0.01488 | 148.5 | 178.2
1901 | 1567 | 1569 | 0.00083 | 148.5 | 178.2
1902 | 1568 | 1570 | 0.00083 | 148.5 | 178.2
1903 | 1569 | 1278 | 0.01488 | 148.5 | 178.2
1904 | 1570 | 906 | 0.00661 | 148.5 | 178.2
1905 | 1571 | 1103 | 0.04215 | 148.5 | 178.2
1906 | 1571 | 1120 | 0.00826 | 148.5 | 178.2
1907 | 1572 | 998 | 0.01074 | 148.5 | 178.2
1908 | 1573 | 855 | 0.01157 | 148.5 | 178.2
1909 | 1574 | 1089 | 0.05207 | 148.5 | 178.2
1910 | 1574 | 1343 | 0.07686 | 148.5 | 178.2
1911 | 1575 | 865 | 0.07934 | 148.5 | 178.2
1912 | 1575 | 920 | 0.05124 | 148.5 | 178.2
1913 | 1576 | 1148 | 0.0686 | 148.5 | 178.2
1914 | 1576 | 1193 | 0.07025 | 148.5 | 178.2
1915 | 1576 | 1383 | 0.11983 | 148.5 | 178.2
1916 | 1576 | 1433 | 0.00331 | 148.5 | 178.2
1917 | 1577 | 913 | 0.05124 | 148.5 | 178.2
1918 | 1577 | 1293 | 0.06116 | 148.5 | 178.2
1919 | 1577 | 1294 | 0.06116 | 148.5 | 178.2
1920 | 1577 | 1434 | 0.00331 | 148.5 | 178.2
1921 | 1578 | 1560 | 0.02066 | 148.5 | 178.2
1922 | 1579 | 1346 | 0.04132 | 148.5 | 178.2
1923 | 1580 | 1319 | 0.07355 | 148.5 | 178.2
1924 | 1581 | 962 | 0.07273 | 148.5 | 178.2
1925 | 1581 | 1146 | 0.07521 | 148.5 | 178.2
1926 | 1581 | 1407 | 0.20083 | 148.5 | 178.2
1927 | 1581 | 1580 | 0.0001 | 148.5 | 178.2
1928 | 1583 | 1026 | 0.00744 | 148.5 | 178.2
1929 | 1583 | 1540 | 0.0124 | 148.5 | 178.2
1930 | 1584 | 1399 | 0.02645 | 148.5 | 178.2
1931 | 1585 | 861 | 0.0157 | 148.5 | 178.2
1932 | 1586 | 1582 | 0.00496 | 148.5 | 178.2
1933 | 1587 | 1329 | 0.01405 | 148.5 | 178.2
1934 | 1588 | 1589 | 0.00992 | 148.5 | 178.2
1935 | 1589 | 1066 | 0.00826 | 148.5 | 178.2
1936 | 1590 | 1592 | 0.01405 | 148.5 | 178.2
1937 | 1592 | 1560 | 0.00083 | 148.5 | 178.2
1938 | 1594 | 850 | 0.01818 | 148.5 | 178.2
1939 | 1594 | 1213 | 0.00496 | 148.5 | 178.2
1940 | 1595 | 1144 | 0.05785 | 148.5 | 178.2
1941 | 1595 | 1430 | 0.02645 | 148.5 | 178.2
1942 | 1596 | 796 | 0.00826 | 148.5 | 178.2
1943 | 1597 | 797 | 0.00826 | 148.5 | 178.2
1944 | 1598 | 1140 | 0.03884 | 148.5 | 178.2
1945 | 1599 | 1206 | 0.00331 | 148.5 | 178.2
1946 | 1599 | 1233 | 0.02066 | 148.5 | 178.2
1947 | 1600 | 1138 | 0.07603 | 148.5 | 178.2
1948 | 1600 | 1461 | 0.01488 | 148.5 | 178.2
1949 | 1602 | 380 | 0.1086 | 148.5 | 178.2
1950 | 1603 | 111 | 0.0625 | 160 | 192
1951 | 1604 | 1605 | 0.00483 | 148.5 | 178.2
1952 | 1605 | 1603 | 0.02349 | 148.5 | 178.2
1953 | 1606 | 1673 | 0.01691 | 148.5 | 178.2
1954 | 1611 | 1610 | 0.0001 | 148.5 | 178.2
1955 | 1613 | 1859 | 0.01954 | 148.5 | 178.2
1956 | 1616 | 2071 | 0.03282 | 148.5 | 178.2
1957 | 1618 | 1617 | 0.0001 | 148.5 | 178.2
1958 | 1619 | 1618 | 0.02202 | 148.5 | 178.2
1959 | 1620 | 2059 | 0.01306 | 148.5 | 178.2
1960 | 1621 | 1620 | 0.0001 | 148.5 | 178.2
1961 | 1622 | 1894 | 0.01248 | 148.5 | 178.2
1962 | 1622 | 2076 | 0.01736 | 148.5 | 178.2
1963 | 1623 | 113 | 0.06818 | 160 | 192
1964 | 1623 | 1610 | 0.01983 | 148.5 | 178.2
1965 | 1624 | 113 | 0.06818 | 160 | 192
1966 | 1624 | 1898 | 0.03509 | 148.5 | 178.2
1967 | 1626 | 2113 | 0.03154 | 148.5 | 178.2
1968 | 1627 | 2087 | 0.09155 | 148.5 | 178.2
1969 | 1631 | 1647 | 0.09165 | 148.5 | 178.2
1970 | 1632 | 1664 | 0.00069 | 148.5 | 178.2
1971 | 1633 | 1874 | 0.04917 | 148.5 | 178.2
1972 | 1633 | 1906 | 0.0771 | 148.5 | 178.2
1973 | 1634 | 2113 | 0.04612 | 148.5 | 178.2
1974 | 1636 | 1635 | 0.0001 | 148.5 | 178.2
1975 | 1639 | 2103 | 0.07349 | 148.5 | 178.2
1976 | 1641 | 1612 | 0.0724 | 148.5 | 178.2
1977 | 1645 | 1650 | 0.10992 | 148.5 | 178.2
1978 | 1647 | 114 | 0.06688 | 160 | 192
1979 | 1648 | 1647 | 0.0001 | 148.5 | 178.2
1980 | 1649 | 115 | 0.06206 | 250 | 300
1981 | 1649 | 1642 | 0.05661 | 148.5 | 178.2
1982 | 1650 | 116 | 0.06206 | 250 | 300
1983 | 1650 | 2077 | 0.02326 | 148.5 | 178.2
1984 | 1651 | 1618 | 0.09787 | 148.5 | 178.2
1985 | 1655 | 117 | 0.06688 | 160 | 192
1986 | 1655 | 1646 | 0.01512 | 148.5 | 178.2
1987 | 1656 | 1614 | 0.03463 | 148.5 | 178.2
1988 | 1657 | 2002 | 0.05157 | 148.5 | 178.2
1989 | 1658 | 2078 | 0.01025 | 148.5 | 178.2
1990 | 1659 | 1629 | 0.05562 | 148.5 | 178.2
1991 | 1662 | 1612 | 0.00405 | 148.5 | 178.2
1992 | 1663 | 1652 | 0.05 | 148.5 | 178.2
1993 | 1664 | 1775 | 0.00483 | 148.5 | 178.2
1994 | 1665 | 1664 | 0.0001 | 148.5 | 178.2
1995 | 1667 | 1661 | 0.10521 | 148.5 | 178.2
1996 | 1667 | 1666 | 0.06256 | 148.5 | 178.2
1997 | 1668 | 1743 | 0.06806 | 148.5 | 178.2
1998 | 1669 | 1654 | 0.11367 | 148.5 | 178.2
1999 | 1670 | 1669 | 0.0001 | 148.5 | 178.2
2000 | 1671 | 2060 | 0.01917 | 148.5 | 178.2
2001 | 1673 | 1656 | 0.01785 | 148.5 | 178.2
2002 | 1674 | 1646 | 0.00231 | 148.5 | 178.2
2003 | 1675 | 1917 | 0.04112 | 148.5 | 178.2
2004 | 1680 | 118 | 0.06688 | 160 | 192
2005 | 1681 | 1680 | 0.0001 | 148.5 | 178.2
2006 | 1683 | 1682 | 0.02328 | 148.5 | 178.2
2007 | 1684 | 1675 | 0.04721 | 148.5 | 178.2
2008 | 1684 | 1683 | 0.0001 | 148.5 | 178.2
2009 | 1686 | 120 | 0.06653 | 160 | 192
2010 | 1687 | 120 | 0.06653 | 160 | 192
2011 | 1687 | 1608 | 0.04835 | 148.5 | 178.2
2012 | 1689 | 1702 | 0.0114 | 148.5 | 178.2
2013 | 1689 | 2062 | 0.01244 | 148.5 | 178.2
2014 | 1690 | 1878 | 0.09213 | 148.5 | 178.2
2015 | 1692 | 1642 | 0.04112 | 148.5 | 178.2
2016 | 1693 | 1632 | 0.01818 | 148.5 | 178.2
2017 | 1693 | 1658 | 0.0676 | 148.5 | 178.2
2018 | 1695 | 1694 | 0.0001 | 148.5 | 178.2
2019 | 1696 | 1697 | 0.00656 | 148.5 | 178.2
2020 | 1697 | 1686 | 0.03704 | 148.5 | 178.2
2021 | 1698 | 1814 | 0.12774 | 148.5 | 178.2
2022 | 1700 | 1609 | 0.11878 | 148.5 | 178.2
2023 | 1700 | 1669 | 0.11331 | 148.5 | 178.2
2024 | 1702 | 1687 | 0.00726 | 148.5 | 178.2
2025 | 1705 | 1814 | 0.1244 | 148.5 | 178.2
2026 | 1706 | 2112 | 0.00833 | 148.5 | 178.2
2027 | 1707 | 2113 | 0.00833 | 148.5 | 178.2
2028 | 1710 | 1884 | 0.0076 | 148.5 | 178.2
2029 | 1711 | 1885 | 0.0076 | 148.5 | 178.2
2030 | 1713 | 1712 | 0.0001 | 148.5 | 178.2
2031 | 1715 | 2022 | 0.01591 | 148.5 | 178.2
2032 | 1717 | 1954 | 0.05623 | 148.5 | 178.2
2033 | 1717 | 1967 | 0.01653 | 148.5 | 178.2
2034 | 1717 | 2108 | 0.05678 | 148.5 | 178.2
2035 | 1718 | 1717 | 0.0001 | 148.5 | 178.2
2036 | 1720 | 1686 | 0.00463 | 148.5 | 178.2
2037 | 1722 | 1844 | 0.01256 | 148.5 | 178.2
2038 | 1725 | 1882 | 0.0238 | 148.5 | 178.2
2039 | 1727 | 1726 | 0.01215 | 148.5 | 178.2
2040 | 1729 | 1602 | 0.03736 | 148.5 | 178.2
2041 | 1731 | 1647 | 0.01857 | 148.5 | 178.2
2042 | 1731 | 1723 | 0.01322 | 148.5 | 178.2
2043 | 1734 | 1624 | 0.05936 | 148.5 | 178.2
2044 | 1735 | 1639 | 0.07661 | 148.5 | 178.2
2045 | 1735 | 1733 | 0.01421 | 148.5 | 178.2
2046 | 1736 | 196 | 0.10504 | 148.5 | 178.2
2047 | 1737 | 1660 | 0.00529 | 148.5 | 178.2
2048 | 1737 | 1733 | 0.04298 | 148.5 | 178.2
2049 | 1738 | 1883 | 0.01512 | 148.5 | 178.2
2050 | 1739 | 1716 | 0.05165 | 148.5 | 178.2
2051 | 1740 | 2064 | 0.03616 | 148.5 | 178.2
2052 | 1741 | 1882 | 0.04942 | 148.5 | 178.2
2053 | 1743 | 1635 | 0.06612 | 148.5 | 178.2
2054 | 1743 | 1742 | 0.0001 | 148.5 | 178.2
2055 | 1746 | 2085 | 0.10231 | 148.5 | 178.2
2056 | 1747 | 121 | 0.06818 | 160 | 192
2057 | 1748 | 121 | 0.06818 | 160 | 192
2058 | 1748 | 1637 | 0.04711 | 148.5 | 178.2
2059 | 1748 | 1715 | 0.01983 | 148.5 | 178.2
2060 | 1749 | 1755 | 0.01263 | 148.5 | 178.2
2061 | 1750 | 1919 | 0.03219 | 148.5 | 178.2
2062 | 1751 | 2072 | 0.00103 | 148.5 | 178.2
2063 | 1752 | 1649 | 0.04959 | 148.5 | 178.2
2064 | 1753 | 258 | 0.06124 | 148.5 | 178.2
2065 | 1754 | 1920 | 0.01795 | 148.5 | 178.2
2066 | 1755 | 1773 | 0.05563 | 148.5 | 178.2
2067 | 1756 | 1726 | 0.04967 | 148.5 | 178.2
2068 | 1757 | 1679 | 0.12157 | 148.5 | 178.2
2069 | 1758 | 1669 | 0.01802 | 148.5 | 178.2
2070 | 1759 | 1603 | 0.08107 | 148.5 | 178.2
2071 | 1760 | 123 | 0.22521 | 80 | 96
2072 | 1760 | 1712 | 0.00397 | 148.5 | 178.2
2073 | 1761 | 124 | 0.2314 | 80 | 96
2074 | 1761 | 1644 | 0.07694 | 148.5 | 178.2
2075 | 1762 | 123 | 0.06851 | 160 | 192
2076 | 1762 | 1712 | 0.00397 | 148.5 | 178.2
2077 | 1763 | 124 | 0.22624 | 80 | 96
2078 | 1763 | 1761 | 0.45248 | 80 | 96
2079 | 1764 | 123 | 0.23161 | 80 | 96
2080 | 1764 | 1760 | 0.46322 | 80 | 96
2081 | 1765 | 1883 | 0.02322 | 148.5 | 178.2
2082 | 1766 | 1726 | 0.05207 | 148.5 | 178.2
2083 | 1767 | 1647 | 0.04917 | 148.5 | 178.2
2084 | 1767 | 1734 | 0.0595 | 148.5 | 178.2
2085 | 1768 | 1919 | 0.00449 | 148.5 | 178.2
2086 | 1769 | 1919 | 0.00449 | 148.5 | 178.2
2087 | 1770 | 1920 | 0.00449 | 148.5 | 178.2
2088 | 1771 | 2066 | 0.00347 | 148.5 | 178.2
2089 | 1772 | 1753 | 0.02645 | 148.5 | 178.2
2090 | 1772 | 1801 | 0.07269 | 148.5 | 178.2
2091 | 1773 | 2066 | 0.01388 | 148.5 | 178.2
2092 | 1775 | 125 | 0.06136 | 160 | 192
2093 | 1776 | 1645 | 0.06359 | 148.5 | 178.2
2094 | 1777 | 1619 | 0.03471 | 148.5 | 178.2
2095 | 1777 | 1776 | 0.0001 | 148.5 | 178.2
2096 | 1782 | 1778 | 0.01653 | 148.5 | 178.2
2097 | 1783 | 1752 | 0.02893 | 148.5 | 178.2
2098 | 1783 | 1782 | 0.0001 | 148.5 | 178.2
2099 | 1784 | 1919 | 0.00937 | 148.5 | 178.2
2100 | 1787 | 283 | 0.06281 | 148.5 | 178.2
2101 | 1787 | 1729 | 0.06364 | 148.5 | 178.2
2102 | 1788 | 1662 | 0.05942 | 148.5 | 178.2
2103 | 1788 | 1703 | 0.04926 | 148.5 | 178.2
2104 | 1790 | 1789 | 0.0001 | 148.5 | 178.2
2105 | 1791 | 1774 | 0.02187 | 148.5 | 178.2
2106 | 1791 | 1786 | 0.03058 | 148.5 | 178.2
2107 | 1792 | 1919 | 0.03193 | 148.5 | 178.2
2108 | 1793 | 1699 | 0.17438 | 148.5 | 178.2
2109 | 1794 | 1756 | 0.05438 | 148.5 | 178.2
2110 | 1795 | 1724 | 0.01331 | 148.5 | 178.2
2111 | 1796 | 1793 | 0.02207 | 148.5 | 178.2
2112 | 1796 | 1794 | 0.00413 | 148.5 | 178.2
2113 | 1796 | 1843 | 0.10455 | 148.5 | 178.2
2114 | 1797 | 1668 | 0.0455 | 148.5 | 178.2
2115 | 1798 | 1797 | 0.0001 | 148.5 | 178.2
2116 | 1800 | 1747 | 0.04711 | 148.5 | 178.2
2117 | 1801 | 1759 | 0.01922 | 148.5 | 178.2
2118 | 1802 | 2092 | 0.04826 | 148.5 | 178.2
2119 | 1803 | 1802 | 0.0001 | 148.5 | 178.2
2120 | 1804 | 1652 | 0.06744 | 148.5 | 178.2
2121 | 1804 | 1661 | 0.09545 | 148.5 | 178.2
2122 | 1805 | 1660 | 0.01 | 148.5 | 178.2
2123 | 1808 | 1734 | 0.03048 | 148.5 | 178.2
2124 | 1809 | 1607 | 0.07689 | 148.5 | 178.2
2125 | 1810 | 1635 | 0.04463 | 148.5 | 178.2
2126 | 1811 | 1810 | 0.0001 | 148.5 | 178.2
2127 | 1813 | 1812 | 0.0001 | 148.5 | 178.2
2128 | 1814 | 129 | 0.0593 | 160 | 192
2129 | 1815 | 1814 | 0.0001 | 148.5 | 178.2
2130 | 1816 | 2068 | 0.02083 | 148.5 | 178.2
2131 | 1817 | 2061 | 0.04628 | 148.5 | 178.2
2132 | 1818 | 2068 | 0.0118 | 148.5 | 178.2
2133 | 1819 | 1818 | 0.0124 | 148.5 | 178.2
2134 | 1820 | 1625 | 0.07514 | 148.5 | 178.2
2135 | 1820 | 1814 | 0.01322 | 148.5 | 178.2
2136 | 1822 | 130 | 0.0593 | 160 | 192
2137 | 1822 | 1758 | 0.06339 | 148.5 | 178.2
2138 | 1823 | 130 | 0.0593 | 160 | 192
2139 | 1823 | 1609 | 0.13909 | 148.5 | 178.2
2140 | 1823 | 1629 | 0.06934 | 148.5 | 178.2
2141 | 1824 | 1906 | 0.02383 | 148.5 | 178.2
2142 | 1825 | 1727 | 0.04959 | 148.5 | 178.2
2143 | 1825 | 2101 | 0.09653 | 148.5 | 178.2
2144 | 1826 | 1608 | 0.02074 | 148.5 | 178.2
2145 | 1826 | 1662 | 0.11446 | 148.5 | 178.2
2146 | 1827 | 1686 | 0.04421 | 148.5 | 178.2
2147 | 1828 | 1822 | 0.05818 | 148.5 | 178.2
2148 | 1829 | 1807 | 0.07851 | 148.5 | 178.2
2149 | 1830 | 1623 | 0.05537 | 148.5 | 178.2
2150 | 1830 | 1734 | 0.02314 | 148.5 | 178.2
2151 | 1832 | 1623 | 0.0281 | 148.5 | 178.2
2152 | 1832 | 1694 | 0.04463 | 148.5 | 178.2
2153 | 1834 | 1681 | 0.02298 | 148.5 | 178.2
2154 | 1835 | 1688 | 0.11488 | 148.5 | 178.2
2155 | 1838 | 1723 | 0.05124 | 148.5 | 178.2
2156 | 1838 | 1830 | 0.02727 | 148.5 | 178.2
2157 | 1839 | 131 | 0.09277 | 160 | 192
2158 | 1839 | 1619 | 0.14743 | 148.5 | 178.2
2159 | 1839 | 1807 | 0.07769 | 148.5 | 178.2
2160 | 1840 | 132 | 0.06694 | 160 | 192
2161 | 1840 | 1617 | 0.12753 | 148.5 | 178.2
2162 | 1840 | 1630 | 0.0686 | 148.5 | 178.2
2163 | 1842 | 2054 | 0.06818 | 148.5 | 178.2
2164 | 1845 | 135 | 0.06136 | 160 | 192
2165 | 1845 | 1658 | 0.05504 | 148.5 | 178.2
2166 | 1845 | 1821 | 0.07355 | 148.5 | 178.2
2167 | 1846 | 135 | 0.0686 | 160 | 192
2168 | 1846 | 1643 | 0.13388 | 148.5 | 178.2
2169 | 1846 | 1831 | 0.09164 | 148.5 | 178.2
2170 | 1847 | 1716 | 0.0295 | 148.5 | 178.2
2171 | 1848 | 1616 | 0.02421 | 148.5 | 178.2
2172 | 1849 | 2071 | 0.0715 | 148.5 | 178.2
2173 | 1851 | 1673 | 0.00988 | 148.5 | 178.2
2174 | 1854 | 1674 | 0.00909 | 148.5 | 178.2
2175 | 1855 | 1761 | 0.03207 | 148.5 | 178.2
2176 | 1857 | 1822 | 0.08512 | 148.5 | 178.2
2177 | 1858 | 1998 | 0.06595 | 148.5 | 178.2
2178 | 1859 | 1681 | 0.02641 | 148.5 | 178.2
2179 | 1860 | 1634 | 0.05017 | 148.5 | 178.2
2180 | 1861 | 1691 | 0.08355 | 148.5 | 178.2
2181 | 1862 | 1746 | 0.06221 | 148.5 | 178.2
2182 | 1862 | 1860 | 0.01889 | 148.5 | 178.2
2183 | 1863 | 1760 | 0.03289 | 148.5 | 178.2
2184 | 1864 | 1676 | 0.07429 | 148.5 | 178.2
2185 | 1864 | 1831 | 0.03802 | 148.5 | 178.2
2186 | 1865 | 1812 | 0.00413 | 148.5 | 178.2
2187 | 1865 | 1812 | 0.00413 | 148.5 | 178.2
2188 | 1866 | 1865 | 0.0001 | 148.5 | 178.2
2189 | 1867 | 1615 | 0.0676 | 148.5 | 178.2
2190 | 1870 | 1728 | 0.05769 | 148.5 | 178.2
2191 | 1871 | 1637 | 0.05537 | 148.5 | 178.2
2192 | 1871 | 1721 | 0.04628 | 148.5 | 178.2
2193 | 1872 | 1025 | 0.06612 | 148.5 | 178.2
2194 | 1873 | 2070 | 0.06463 | 148.5 | 178.2
2195 | 1874 | 1691 | 0.03479 | 148.5 | 178.2
2196 | 1876 | 1875 | 0.02917 | 148.5 | 178.2
2197 | 1877 | 1869 | 0.05818 | 148.5 | 178.2
2198 | 1877 | 1875 | 0.00669 | 148.5 | 178.2
2199 | 1877 | 1880 | 0.20967 | 148.5 | 178.2
2200 | 1878 | 1796 | 0.09752 | 148.5 | 178.2
2201 | 1878 | 1876 | 0.01802 | 148.5 | 178.2
2202 | 1879 | 1690 | 0.05855 | 148.5 | 178.2
2203 | 1880 | 138 | 0.05931 | 250 | 300
2204 | 1880 | 1868 | 0.05868 | 148.5 | 178.2
2205 | 1881 | 138 | 0.05931 | 250 | 300
2206 | 1881 | 1873 | 0.07182 | 148.5 | 178.2
2207 | 1882 | 140 | 0.07033 | 160 | 192
2208 | 1883 | 1761 | 0.01545 | 148.5 | 178.2
2209 | 1884 | 1649 | 0.11901 | 148.5 | 178.2
2210 | 1884 | 1730 | 0.07686 | 148.5 | 178.2
2211 | 1884 | 2061 | 0.04959 | 148.5 | 178.2
2212 | 1885 | 1799 | 0.16851 | 148.5 | 178.2
2213 | 1885 | 1819 | 0.02562 | 148.5 | 178.2
2214 | 1886 | 1647 | 0.02274 | 148.5 | 178.2
2215 | 1887 | 1647 | 0.02472 | 148.5 | 178.2
2216 | 1888 | 1760 | 0.03405 | 148.5 | 178.2
2217 | 1889 | 1624 | 0.04298 | 148.5 | 178.2
2218 | 1890 | 1889 | 0.0001 | 148.5 | 178.2
2219 | 1892 | 1891 | 0.0001 | 148.5 | 178.2
2220 | 1893 | 1674 | 0.00876 | 148.5 | 178.2
2221 | 1894 | 1795 | 0.00479 | 148.5 | 178.2
2222 | 1896 | 2060 | 0.00034 | 148.5 | 178.2
2223 | 1897 | 1620 | 0.00992 | 148.5 | 178.2
2224 | 1897 | 1988 | 0.04644 | 148.5 | 178.2
2225 | 1899 | 1898 | 0.0001 | 148.5 | 178.2
2226 | 1900 | 1895 | 0.0173 | 148.5 | 178.2
2227 | 1901 | 1655 | 0.02198 | 148.5 | 178.2
2228 | 1901 | 1744 | 0.04628 | 148.5 | 178.2
2229 | 1901 | 1924 | 0.00603 | 148.5 | 178.2
2230 | 1902 | 141 | 0.0593 | 160 | 192
2231 | 1902 | 2002 | 0.08132 | 148.5 | 178.2
2232 | 1903 | 141 | 0.0593 | 160 | 192
2233 | 1903 | 1640 | 0.03957 | 148.5 | 178.2
2234 | 1903 | 1900 | 0.03322 | 148.5 | 178.2
2235 | 1904 | 142 | 0.10601 | 100 | 120
2236 | 1904 | 1681 | 0.03023 | 148.5 | 178.2
2237 | 1905 | 142 | 0.10601 | 100 | 120
2238 | 1906 | 145 | 0.06206 | 250 | 300
2239 | 1906 | 1724 | 0.01944 | 148.5 | 178.2
2240 | 1906 | 1744 | 0.05405 | 148.5 | 178.2
2241 | 1906 | 1928 | 0.02474 | 148.5 | 178.2
2242 | 1907 | 144 | 0.0593 | 160 | 192
2243 | 1907 | 1677 | 0.01279 | 148.5 | 178.2
2244 | 1907 | 1906 | 0.0001 | 148.5 | 178.2
2245 | 1907 | 1929 | 0.02474 | 148.5 | 178.2
2246 | 1908 | 1920 | 0.0004 | 148.5 | 178.2
2247 | 1909 | 1919 | 0.00031 | 148.5 | 178.2
2248 | 1910 | 1823 | 0.03744 | 148.5 | 178.2
2249 | 1912 | 1701 | 0.03372 | 148.5 | 178.2
2250 | 1913 | 1658 | 0.0186 | 148.5 | 178.2
2251 | 1914 | 1907 | 0.14207 | 148.5 | 178.2
2252 | 1915 | 1914 | 0.0001 | 148.5 | 178.2
2253 | 1916 | 1651 | 0.04467 | 148.5 | 178.2
2254 | 1917 | 1656 | 0.07467 | 148.5 | 178.2
2255 | 1918 | 1653 | 0.00537 | 148.5 | 178.2
2256 | 1918 | 1674 | 0.01413 | 148.5 | 178.2
2257 | 1918 | 1852 | 0.00455 | 148.5 | 178.2
2258 | 1919 | 147 | 0.06653 | 160 | 192
2259 | 1919 | 1778 | 0.00661 | 148.5 | 178.2
2260 | 1919 | 1789 | 0.02479 | 148.5 | 178.2
2261 | 1920 | 148 | 0.06775 | 160 | 192
2262 | 1920 | 1779 | 0.00661 | 148.5 | 178.2
2263 | 1920 | 1781 | 0.01818 | 148.5 | 178.2
2264 | 1920 | 1785 | 0.00937 | 148.5 | 178.2
2265 | 1921 | 1613 | 0.00772 | 148.5 | 178.2
2266 | 1921 | 1680 | 0.05343 | 148.5 | 178.2
2267 | 1922 | 1701 | 0.01826 | 148.5 | 178.2
2268 | 1922 | 1921 | 0.0001 | 148.5 | 178.2
2269 | 1923 | 1893 | 0.03279 | 148.5 | 178.2
2270 | 1924 | 1854 | 0.01099 | 148.5 | 178.2
2271 | 1925 | 149 | 0.05229 | 160 | 192
2272 | 1925 | 1847 | 0.03973 | 148.5 | 178.2
2273 | 1926 | 1678 | 0.03558 | 148.5 | 178.2
2274 | 1926 | 1824 | 0.01279 | 148.5 | 178.2
2275 | 1926 | 1853 | 0.04998 | 148.5 | 178.2
2276 | 1927 | 1895 | 0.02678 | 148.5 | 178.2
2277 | 1930 | 1650 | 0.01463 | 148.5 | 178.2
2278 | 1930 | 2074 | 0.03325 | 148.5 | 178.2
2279 | 1931 | 1650 | 0.06612 | 148.5 | 178.2
2280 | 1932 | 1637 | 0.04793 | 148.5 | 178.2
2281 | 1932 | 1880 | 0.02397 | 148.5 | 178.2
2282 | 1933 | 1925 | 0.02164 | 148.5 | 178.2
2283 | 1934 | 1885 | 0.07025 | 148.5 | 178.2
2284 | 1935 | 1766 | 0.05207 | 148.5 | 178.2
2285 | 1935 | 1878 | 0.1138 | 148.5 | 178.2
2286 | 1936 | 2044 | 0.00902 | 148.5 | 178.2
2287 | 1937 | 2045 | 0.00902 | 148.5 | 178.2
2288 | 1938 | 2091 | 0.03629 | 148.5 | 178.2
2289 | 1939 | 1845 | 0.1405 | 148.5 | 178.2
2290 | 1939 | 1848 | 0.10264 | 148.5 | 178.2
2291 | 1940 | 1625 | 0.05793 | 148.5 | 178.2
2292 | 1941 | 2105 | 0.06562 | 148.5 | 178.2
2293 | 1942 | 1776 | 0.01893 | 148.5 | 178.2
2294 | 1942 | 1829 | 0.04132 | 148.5 | 178.2
2295 | 1943 | 1888 | 0.04793 | 148.5 | 178.2
2296 | 1944 | 1835 | 0.06554 | 148.5 | 178.2
2297 | 1945 | 1676 | 0.08774 | 148.5 | 178.2
2298 | 1945 | 1757 | 0.0581 | 148.5 | 178.2
2299 | 1945 | 1845 | 0.24545 | 148.5 | 178.2
2300 | 1945 | 1850 | 0.05736 | 148.5 | 178.2
2301 | 1946 | 1867 | 0.05512 | 148.5 | 178.2
2302 | 1947 | 1880 | 0.1 | 148.5 | 178.2
2303 | 1948 | 1649 | 0.22298 | 148.5 | 178.2
2304 | 1948 | 1947 | 0.0001 | 148.5 | 178.2
2305 | 1949 | 1865 | 0.08099 | 148.5 | 178.2
2306 | 1950 | 1654 | 0.07545 | 148.5 | 178.2
2307 | 1951 | 1703 | 0.05215 | 148.5 | 178.2
2308 | 1951 | 1950 | 0.08661 | 148.5 | 178.2
2309 | 1952 | 1822 | 0.12917 | 148.5 | 178.2
2310 | 1953 | 1952 | 0.01917 | 148.5 | 178.2
2311 | 1953 | 2093 | 0.08885 | 148.5 | 178.2
2312 | 1956 | 1649 | 0.0314 | 148.5 | 178.2
2313 | 1956 | 1704 | 0.08843 | 148.5 | 178.2
2314 | 1956 | 1955 | 0.0001 | 148.5 | 178.2
2315 | 1957 | 1987 | 0.0404 | 148.5 | 178.2
2316 | 1958 | 1957 | 0.0001 | 148.5 | 178.2
2317 | 1959 | 1739 | 0.08174 | 148.5 | 178.2
2318 | 1959 | 1906 | 0.04223 | 148.5 | 178.2
2319 | 1960 | 1680 | 0.01058 | 148.5 | 178.2
2320 | 1960 | 1834 | 0.02174 | 148.5 | 178.2
2321 | 1961 | 1886 | 0.02155 | 148.5 | 178.2
2322 | 1962 | 1686 | 0.09182 | 148.5 | 178.2
2323 | 1962 | 1837 | 0.0738 | 148.5 | 178.2
2324 | 1963 | 1694 | 0.08926 | 148.5 | 178.2
2325 | 1963 | 1742 | 0.03471 | 148.5 | 178.2
2326 | 1963 | 1865 | 0.04132 | 148.5 | 178.2
2327 | 1964 | 1760 | 0.04179 | 148.5 | 178.2
2328 | 1964 | 1809 | 0.03929 | 148.5 | 178.2
2329 | 1966 | 2090 | 0.09504 | 148.5 | 178.2
2330 | 1968 | 2113 | 0.11402 | 148.5 | 178.2
2331 | 1969 | 1739 | 0.03232 | 148.5 | 178.2
2332 | 1969 | 1814 | 0.05589 | 148.5 | 178.2
2333 | 1971 | 1644 | 0.0386 | 148.5 | 178.2
2334 | 1973 | 1963 | 0.02314 | 148.5 | 178.2
2335 | 1974 | 1705 | 0.01028 | 148.5 | 178.2
2336 | 1975 | 1836 | 0.05893 | 148.5 | 178.2
2337 | 1975 | 1914 | 0.05785 | 148.5 | 178.2
2338 | 1976 | 1833 | 0.06 | 148.5 | 178.2
2339 | 1976 | 1974 | 0.0943 | 148.5 | 178.2
2340 | 1977 | 1931 | 0.06942 | 148.5 | 178.2
2341 | 1978 | 1869 | 0.04653 | 148.5 | 178.2
2342 | 1978 | 2013 | 0.06686 | 148.5 | 178.2
2343 | 1979 | 2074 | 0.00898 | 148.5 | 178.2
2344 | 1980 | 2077 | 0.00967 | 148.5 | 178.2
2345 | 1981 | 1730 | 0.08182 | 148.5 | 178.2
2346 | 1982 | 1981 | 0.0001 | 148.5 | 178.2
2347 | 1983 | 1666 | 0.08182 | 148.5 | 178.2
2348 | 1983 | 1687 | 0.08793 | 148.5 | 178.2
2349 | 1984 | 1618 | 0.04348 | 148.5 | 178.2
2350 | 1985 | 1659 | 0.08264 | 148.5 | 178.2
2351 | 1985 | 1827 | 0.1038 | 148.5 | 178.2
2352 | 1986 | 1673 | 0.03814 | 148.5 | 178.2
2353 | 1986 | 1853 | 0.03818 | 148.5 | 178.2
2354 | 1986 | 1856 | 0.06893 | 148.5 | 178.2
2355 | 1987 | 150 | 0.06818 | 160 | 192
2356 | 1987 | 1610 | 0.04135 | 148.5 | 178.2
2357 | 1987 | 1889 | 0.02727 | 148.5 | 178.2
2358 | 1987 | 1967 | 0.02742 | 148.5 | 178.2
2359 | 1987 | 1981 | 0.04207 | 148.5 | 178.2
2360 | 1987 | 2014 | 0.02548 | 148.5 | 178.2
2361 | 1988 | 151 | 0.06818 | 160 | 192
2362 | 1988 | 1934 | 0.08678 | 148.5 | 178.2
2363 | 1988 | 2108 | 0.02727 | 148.5 | 178.2
2364 | 1990 | 1638 | 0.04056 | 148.5 | 178.2
2365 | 1990 | 2079 | 0.01505 | 148.5 | 178.2
2366 | 1991 | 1850 | 0.02744 | 148.5 | 178.2
2367 | 1991 | 1989 | 0.01835 | 148.5 | 178.2
2368 | 1992 | 1663 | 0.09421 | 148.5 | 178.2
2369 | 1992 | 1846 | 0.05322 | 148.5 | 178.2
2370 | 1993 | 1737 | 0.05694 | 148.5 | 178.2
2371 | 1993 | 1943 | 0.07149 | 148.5 | 178.2
2372 | 1994 | 1873 | 0.10545 | 148.5 | 178.2
2373 | 1995 | 1921 | 0.02016 | 148.5 | 178.2
2374 | 1996 | 1911 | 0.05281 | 148.5 | 178.2
2375 | 1997 | 1680 | 0.02474 | 148.5 | 178.2
2376 | 1998 | 1679 | 0.05884 | 148.5 | 178.2
2377 | 1999 | 1744 | 0.04446 | 148.5 | 178.2
2378 | 1999 | 1970 | 0.0538 | 148.5 | 178.2
2379 | 2000 | 1843 | 0.10504 | 148.5 | 178.2
2380 | 2000 | 1881 | 0.04446 | 148.5 | 178.2
2381 | 2001 | 1602 | 0.01413 | 148.5 | 178.2
2382 | 2006 | 2004 | 0.00992 | 148.5 | 178.2
2383 | 2007 | 2005 | 0.01157 | 148.5 | 178.2
2384 | 2008 | 2006 | 0.0314 | 148.5 | 178.2
2385 | 2009 | 2007 | 0.0405 | 148.5 | 178.2
2386 | 2010 | 1839 | 0.03512 | 141.5326 | 169.8391
2387 | 2010 | 1840 | 0.03512 | 141.5326 | 169.8391
2388 | 2010 | 2006 | 0.00992 | 148.5 | 178.2
2389 | 2010 | 2007 | 0.01074 | 148.5 | 178.2
2390 | 2011 | 2003 | 0.00909 | 148.5 | 178.2
2391 | 2011 | 2010 | 0.0001 | 148.5 | 178.2
2392 | 2012 | 1680 | 0.037 | 148.5 | 178.2
2393 | 2012 | 1922 | 0.01645 | 148.5 | 178.2
2394 | 2013 | 1873 | 0.08496 | 148.5 | 178.2
2395 | 2014 | 1898 | 0.02671 | 148.5 | 178.2
2396 | 2015 | 1640 | 0.10136 | 148.5 | 178.2
2397 | 2015 | 1684 | 0.14132 | 148.5 | 178.2
2398 | 2015 | 1946 | 0.07231 | 148.5 | 178.2
2399 | 2016 | 1882 | 0.02917 | 148.5 | 178.2
2400 | 2017 | 1712 | 0.00793 | 148.5 | 178.2
2401 | 2018 | 1653 | 0.00595 | 148.5 | 178.2
2402 | 2018 | 1929 | 0.01405 | 148.5 | 178.2
2403 | 2019 | 2018 | 0.0001 | 148.5 | 178.2
2404 | 2020 | 1641 | 0.07107 | 148.5 | 178.2
2405 | 2020 | 1664 | 0.04198 | 148.5 | 178.2
2406 | 2021 | 1891 | 0.01736 | 148.5 | 178.2
2407 | 2023 | 1863 | 0.0943 | 148.5 | 178.2
2408 | 2023 | 2001 | 0.06215 | 148.5 | 178.2
2409 | 2024 | 1643 | 0.09843 | 148.5 | 178.2
2410 | 2025 | 1949 | 0.02314 | 148.5 | 178.2
2411 | 2026 | 2025 | 0.0001 | 148.5 | 178.2
2412 | 2027 | 1647 | 0.00512 | 148.5 | 178.2
2413 | 2027 | 1732 | 0.0157 | 148.5 | 178.2
2414 | 2028 | 1647 | 0.00493 | 148.5 | 178.2
2415 | 2029 | 1682 | 0.04894 | 148.5 | 178.2
2416 | 2029 | 2064 | 0.09072 | 148.5 | 178.2
2417 | 2030 | 1619 | 0.01529 | 148.5 | 178.2
2418 | 2031 | 1617 | 0.02846 | 148.5 | 178.2
2419 | 2032 | 1841 | 0.11802 | 148.5 | 178.2
2420 | 2033 | 1881 | 0.11653 | 148.5 | 178.2
2421 | 2033 | 1955 | 0.07686 | 148.5 | 178.2
2422 | 2035 | 1881 | 0.02975 | 148.5 | 178.2
2423 | 2035 | 2022 | 0.0281 | 148.5 | 178.2
2424 | 2036 | 2039 | 0.02395 | 148.5 | 178.2
2425 | 2037 | 1977 | 0.08264 | 148.5 | 178.2
2426 | 2037 | 2022 | 0.03636 | 148.5 | 178.2
2427 | 2037 | 2036 | 0.0001 | 148.5 | 178.2
2428 | 2038 | 1667 | 0.10446 | 148.5 | 178.2
2429 | 2038 | 1914 | 0.08545 | 148.5 | 178.2
2430 | 2038 | 1970 | 0.06033 | 148.5 | 178.2
2431 | 2040 | 2021 | 0.0236 | 148.5 | 178.2
2432 | 2041 | 1747 | 0.00579 | 148.5 | 178.2
2433 | 2041 | 1892 | 0.01736 | 148.5 | 178.2
2434 | 2042 | 1748 | 0.00579 | 148.5 | 178.2
2435 | 2043 | 482 | 0.10397 | 148.5 | 178.2
2436 | 2043 | 1745 | 0.05463 | 148.5 | 178.2
2437 | 2044 | 1638 | 0.00661 | 148.5 | 178.2
2438 | 2044 | 1747 | 0.0438 | 148.5 | 178.2
2439 | 2045 | 1637 | 0.00661 | 148.5 | 178.2
2440 | 2046 | 1709 | 0.12397 | 148.5 | 178.2
2441 | 2047 | 1833 | 0.06934 | 148.5 | 178.2
2442 | 2047 | 1856 | 0.04289 | 148.5 | 178.2
2443 | 2047 | 1971 | 0.07322 | 148.5 | 178.2
2444 | 2048 | 1965 | 0.13 | 148.5 | 178.2
2445 | 2048 | 1968 | 0.1075 | 148.5 | 178.2
2446 | 2049 | 1944 | 0.08041 | 148.5 | 178.2
2447 | 2049 | 1989 | 0.01835 | 148.5 | 178.2
2448 | 2050 | 1880 | 0.02562 | 148.5 | 178.2
2449 | 2050 | 2034 | 0.00413 | 148.5 | 178.2
2450 | 2051 | 2079 | 0.01683 | 148.5 | 178.2
2451 | 2052 | 2045 | 0.03554 | 148.5 | 178.2
2452 | 2053 | 2042 | 0.02231 | 148.5 | 178.2
2453 | 2055 | 1748 | 0.01893 | 148.5 | 178.2
2454 | 2055 | 2037 | 0.0338 | 148.5 | 178.2
2455 | 2056 | 1714 | 0.00248 | 148.5 | 178.2
2456 | 2056 | 1747 | 0.01893 | 148.5 | 178.2
2457 | 2056 | 2021 | 0.0157 | 148.5 | 178.2
2458 | 2057 | 2052 | 0.00182 | 148.5 | 178.2
2459 | 2058 | 2021 | 0.02727 | 148.5 | 178.2
2460 | 2058 | 2034 | 0.0281 | 148.5 | 178.2
2461 | 2059 | 1672 | 0.00463 | 148.5 | 178.2
2462 | 2059 | 2091 | 0.05992 | 148.5 | 178.2
2463 | 2060 | 1957 | 0.04735 | 148.5 | 178.2
2464 | 2061 | 1748 | 0.16529 | 148.5 | 178.2
2465 | 2063 | 1984 | 0.03957 | 148.5 | 178.2
2466 | 2064 | 1883 | 0.05601 | 148.5 | 178.2
2467 | 2065 | 1736 | 0.01752 | 148.5 | 178.2
2468 | 2065 | 1806 | 0.00959 | 148.5 | 178.2
2469 | 2065 | 1877 | 0.06711 | 148.5 | 178.2
2470 | 2066 | 1920 | 0.00208 | 148.5 | 178.2
2471 | 2067 | 1780 | 0.00103 | 148.5 | 178.2
2472 | 2067 | 1784 | 0.01969 | 148.5 | 178.2
2473 | 2067 | 2107 | 0.0516 | 148.5 | 178.2
2474 | 2068 | 1650 | 0.07012 | 148.5 | 178.2
2475 | 2069 | 1685 | 0.07405 | 148.5 | 178.2
2476 | 2069 | 1814 | 0.07041 | 148.5 | 178.2
2477 | 2069 | 2046 | 0.00364 | 148.5 | 178.2
2478 | 2070 | 1638 | 0.02405 | 148.5 | 178.2
2479 | 2070 | 1844 | 0.02124 | 148.5 | 178.2
2480 | 2071 | 1720 | 0.10398 | 148.5 | 178.2
2481 | 2072 | 1920 | 0.03219 | 148.5 | 178.2
2482 | 2073 | 1900 | 0.0038 | 148.5 | 178.2
2483 | 2073 | 1902 | 0.06388 | 148.5 | 178.2
2484 | 2073 | 1927 | 0.01264 | 148.5 | 178.2
2485 | 2074 | 2072 | 0.00829 | 148.5 | 178.2
2486 | 2075 | 1902 | 0.03529 | 148.5 | 178.2
2487 | 2075 | 2032 | 0.12215 | 148.5 | 178.2
2488 | 2076 | 1923 | 0.01029 | 148.5 | 178.2
2489 | 2077 | 1781 | 0.04096 | 148.5 | 178.2
2490 | 2078 | 1995 | 0.03048 | 148.5 | 178.2
2491 | 2079 | 1881 | 0.02969 | 148.5 | 178.2
2492 | 2080 | 1846 | 0.10222 | 148.5 | 178.2
2493 | 2080 | 1922 | 0.03074 | 148.5 | 178.2
2494 | 2081 | 2076 | 0.00014 | 148.5 | 178.2
2495 | 2082 | 1747 | 0.0405 | 148.5 | 178.2
2496 | 2083 | 1024 | 0.12066 | 148.5 | 178.2
2497 | 2084 | 1823 | 0.04661 | 148.5 | 178.2
2498 | 2084 | 1965 | 0.05818 | 148.5 | 178.2
2499 | 2085 | 1719 | 0.03744 | 148.5 | 178.2
2500 | 2085 | 1996 | 0.08446 | 148.5 | 178.2
2501 | 2086 | 1688 | 0.06967 | 148.5 | 178.2
2502 | 2086 | 1913 | 0.02554 | 148.5 | 178.2
2503 | 2087 | 1609 | 0.05744 | 148.5 | 178.2
2504 | 2087 | 1719 | 0.03942 | 148.5 | 178.2
2505 | 2089 | 898 | 0.02727 | 148.5 | 178.2
2506 | 2089 | 2088 | 0.0001 | 148.5 | 178.2
2507 | 2090 | 152 | 0.06632 | 160 | 192
2508 | 2090 | 1810 | 0.06942 | 148.5 | 178.2
2509 | 2090 | 1865 | 0.10165 | 148.5 | 178.2
2510 | 2091 | 1972 | 0.09165 | 148.5 | 178.2
2511 | 2091 | 2090 | 0.0001 | 148.5 | 178.2
2512 | 2092 | 2088 | 0.07182 | 148.5 | 178.2
2513 | 2093 | 1861 | 0.07851 | 148.5 | 178.2
2514 | 2094 | 2078 | 0.00669 | 148.5 | 178.2
2515 | 2095 | 1606 | 0.02065 | 148.5 | 178.2
2516 | 2095 | 1933 | 0.01942 | 148.5 | 178.2
2517 | 2096 | 1681 | 0.03157 | 148.5 | 178.2
2518 | 2096 | 1912 | 0.02149 | 148.5 | 178.2
2519 | 2097 | 1910 | 0.01537 | 148.5 | 178.2
2520 | 2098 | 1828 | 0.0219 | 148.5 | 178.2
2521 | 2099 | 2097 | 0.01736 | 148.5 | 178.2
2522 | 2099 | 2098 | 0.01893 | 148.5 | 178.2
2523 | 2100 | 1839 | 0.0446 | 148.5 | 178.2
2524 | 2100 | 1916 | 0.04265 | 148.5 | 178.2
2525 | 2101 | 1855 | 0.09488 | 148.5 | 178.2
2526 | 2102 | 1836 | 0.05471 | 148.5 | 178.2
2527 | 2102 | 1837 | 0.0586 | 148.5 | 178.2
2528 | 2103 | 1603 | 0.00374 | 148.5 | 178.2
2529 | 2104 | 1728 | 0.05314 | 148.5 | 178.2
2530 | 2104 | 1903 | 0.11818 | 148.5 | 178.2
2531 | 2105 | 1868 | 0.06942 | 148.5 | 178.2
2532 | 2106 | 1657 | 0.01797 | 148.5 | 178.2
2533 | 2106 | 2038 | 0.10375 | 148.5 | 178.2
2534 | 2107 | 1628 | 0.02397 | 148.5 | 178.2
2535 | 2109 | 2108 | 0.0001 | 148.5 | 178.2
2536 | 2110 | 1884 | 0.05774 | 148.5 | 178.2
2537 | 2111 | 1885 | 0.04153 | 148.5 | 178.2
2538 | 2112 | 154 | 0.06632 | 160 | 192
2539 | 2112 | 1628 | 0.00909 | 148.5 | 178.2
2540 | 2112 | 1704 | 0.10248 | 148.5 | 178.2
2541 | 2112 | 1709 | 0.01488 | 148.5 | 178.2
2542 | 2112 | 1911 | 0.08008 | 148.5 | 178.2
2543 | 2113 | 154 | 0.06632 | 160 | 192
2544 | 2113 | 1708 | 0.01488 | 148.5 | 178.2
2545 | 2113 | 1786 | 0.02727 | 148.5 | 178.2
2546 | 2113 | 1790 | 0.04207 | 148.5 | 178.2
2547 | 2114 | 1748 | 0.08182 | 148.5 | 178.2
2548 | 2114 | 1966 | 0.04876 | 148.5 | 178.2
2549 | 2115 | 2080 | 0.00024 | 148.5 | 178.2
2550 | 2116 | 2167 | 0.01091 | 148.5 | 178.2
2551 | 2117 | 2235 | 0.06942 | 148.5 | 178.2
2552 | 2118 | 2131 | 0.02116 | 148.5 | 178.2
2553 | 2118 | 2134 | 0.04463 | 148.5 | 178.2
2554 | 2119 | 2220 | 0.00752 | 148.5 | 178.2
2555 | 2119 | 2311 | 0.04182 | 148.5 | 178.2
2556 | 2120 | 2365 | 0.06917 | 148.5 | 178.2
2557 | 2121 | 2158 | 0.06215 | 148.5 | 178.2
2558 | 2121 | 2380 | 0.17719 | 148.5 | 178.2
2559 | 2122 | 2121 | 0.0001 | 148.5 | 178.2
2560 | 2122 | 2315 | 0.09174 | 148.5 | 178.2
2561 | 2123 | 2119 | 0.00752 | 148.5 | 178.2
2562 | 2124 | 303 | 0.09504 | 148.5 | 178.2
2563 | 2124 | 2129 | 0.01777 | 148.5 | 178.2
2564 | 2124 | 2308 | 0.07893 | 148.5 | 178.2
2565 | 2125 | 2377 | 0.06954 | 148.5 | 178.2
2566 | 2126 | 2132 | 0.00992 | 148.5 | 178.2
2567 | 2127 | 2284 | 0.0314 | 148.5 | 178.2
2568 | 2128 | 2365 | 0.00917 | 148.5 | 178.2
2569 | 2129 | 2193 | 0.07231 | 148.5 | 178.2
2570 | 2130 | 2137 | 0.12066 | 148.5 | 178.2
2571 | 2131 | 2306 | 0.00628 | 148.5 | 178.2
2572 | 2132 | 2196 | 0.01058 | 148.5 | 178.2
2573 | 2134 | 155 | 0.06585 | 160 | 192
2574 | 2134 | 2133 | 0.0001 | 148.5 | 178.2
2575 | 2135 | 2268 | 0.06215 | 148.5 | 178.2
2576 | 2136 | 2282 | 0.04397 | 148.5 | 178.2
2577 | 2137 | 2142 | 0.0076 | 148.5 | 178.2
2578 | 2137 | 2348 | 0.09157 | 148.5 | 178.2
2579 | 2138 | 2169 | 0.09752 | 148.5 | 178.2
2580 | 2138 | 2377 | 0.11818 | 148.5 | 178.2
2581 | 2139 | 2138 | 0.0001 | 148.5 | 178.2
2582 | 2139 | 2304 | 0.01074 | 148.5 | 178.2
2583 | 2140 | 2339 | 0.05777 | 148.5 | 178.2
2584 | 2141 | 2357 | 0.0895 | 148.5 | 178.2
2585 | 2142 | 2316 | 0.11306 | 148.5 | 178.2
2586 | 2143 | 2187 | 0.09256 | 148.5 | 178.2
2587 | 2145 | 2144 | 0.0386 | 148.5 | 178.2
2588 | 2145 | 2328 | 0.12455 | 148.5 | 178.2
2589 | 2146 | 2137 | 0.05992 | 148.5 | 178.2
2590 | 2147 | 2233 | 0.01529 | 148.5 | 178.2
2591 | 2148 | 2374 | 0.00388 | 148.5 | 178.2
2592 | 2150 | 2322 | 0.07107 | 148.5 | 178.2
2593 | 2151 | 2323 | 0.07132 | 148.5 | 178.2
2594 | 2152 | 2260 | 0.07496 | 148.5 | 178.2
2595 | 2154 | 2200 | 0.03554 | 148.5 | 178.2
2596 | 2154 | 2303 | 0.02174 | 148.5 | 178.2
2597 | 2155 | 2362 | 0.01017 | 148.5 | 178.2
2598 | 2156 | 2157 | 0.1643 | 148.5 | 178.2
2599 | 2157 | 157 | 0.05969 | 250 | 300
2600 | 2158 | 2157 | 0.0001 | 148.5 | 178.2
2601 | 2159 | 2165 | 0.1595 | 148.5 | 178.2
2602 | 2159 | 2251 | 0.05868 | 148.5 | 178.2
2603 | 2160 | 2159 | 0.0281 | 148.5 | 178.2
2604 | 2161 | 2375 | 0.01058 | 148.5 | 178.2
2605 | 2162 | 2195 | 0.01893 | 148.5 | 178.2
2606 | 2163 | 2196 | 0.01893 | 148.5 | 178.2
2607 | 2164 | 2135 | 0.06471 | 148.5 | 178.2
2608 | 2164 | 2151 | 0.07132 | 148.5 | 178.2
2609 | 2165 | 159 | 0.06437 | 250 | 300
2610 | 2165 | 2263 | 0.02231 | 148.5 | 178.2
2611 | 2166 | 160 | 0.06437 | 250 | 300
2612 | 2166 | 2116 | 0.0157 | 148.5 | 178.2
2613 | 2166 | 2168 | 0.06727 | 148.5 | 178.2
2614 | 2167 | 2169 | 0.02595 | 148.5 | 178.2
2615 | 2167 | 2287 | 0.01488 | 148.5 | 178.2
2616 | 2167 | 2371 | 0.01488 | 148.5 | 178.2
2617 | 2168 | 2275 | 0.0157 | 148.5 | 178.2
2618 | 2168 | 2370 | 0.01488 | 148.5 | 178.2
2619 | 2169 | 162 | 0.18657 | 120 | 144
2620 | 2169 | 2147 | 0.01529 | 148.5 | 178.2
2621 | 2170 | 161 | 0.06694 | 160 | 192
2622 | 2170 | 2327 | 0.0438 | 148.5 | 178.2
2623 | 2171 | 2166 | 0.01983 | 148.5 | 178.2
2624 | 2172 | 2341 | 0.00347 | 148.5 | 178.2
2625 | 2172 | 2356 | 0.03471 | 148.5 | 178.2
2626 | 2173 | 2138 | 0.01736 | 148.5 | 178.2
2627 | 2173 | 2172 | 0.0001 | 148.5 | 178.2
2628 | 2173 | 2179 | 0.01273 | 148.5 | 178.2
2629 | 2173 | 2332 | 0.00413 | 148.5 | 178.2
2630 | 2174 | 2257 | 0.05083 | 148.5 | 178.2
2631 | 2175 | 2186 | 0.01818 | 148.5 | 178.2
2632 | 2176 | 2247 | 0.05702 | 148.5 | 178.2
2633 | 2177 | 2232 | 0.11901 | 148.5 | 178.2
2634 | 2178 | 2199 | 0.07157 | 148.5 | 178.2
2635 | 2179 | 2299 | 0.00934 | 148.5 | 178.2
2636 | 2180 | 2172 | 0.00413 | 148.5 | 178.2
2637 | 2181 | 2339 | 0.00744 | 148.5 | 178.2
2638 | 2182 | 2340 | 0.00744 | 148.5 | 178.2
2639 | 2183 | 2235 | 0.06116 | 148.5 | 178.2
2640 | 2184 | 2286 | 0.02893 | 148.5 | 178.2
2641 | 2185 | 2175 | 0.00496 | 148.5 | 178.2
2642 | 2186 | 164 | 0.06671 | 160 | 192
2643 | 2187 | 165 | 0.04206 | 330 | 396
2644 | 2188 | 163 | 0.06671 | 160 | 192
2645 | 2188 | 2186 | 0.0001 | 148.5 | 178.2
2646 | 2189 | 2146 | 0.04702 | 148.5 | 178.2
2647 | 2190 | 2382 | 0.08264 | 148.5 | 178.2
2648 | 2191 | 2276 | 0.03322 | 148.5 | 178.2
2649 | 2191 | 2335 | 0.07992 | 148.5 | 178.2
2650 | 2192 | 2237 | 0.0238 | 148.5 | 178.2
2651 | 2193 | 2186 | 0.09884 | 148.5 | 178.2
2652 | 2194 | 2126 | 0.01083 | 148.5 | 178.2
2653 | 2194 | 2134 | 0.0562 | 148.5 | 178.2
2654 | 2195 | 166 | 0.06736 | 160 | 192
2655 | 2196 | 167 | 0.06736 | 160 | 192
2656 | 2196 | 2195 | 0.0001 | 148.5 | 178.2
2657 | 2197 | 2333 | 0.09669 | 148.5 | 178.2
2658 | 2198 | 2258 | 0.09752 | 148.5 | 178.2
2659 | 2198 | 2272 | 0.05554 | 148.5 | 178.2
2660 | 2199 | 2121 | 0.0495 | 148.5 | 178.2
2661 | 2200 | 2361 | 0.14545 | 148.5 | 178.2
2662 | 2202 | 2201 | 0.0001 | 148.5 | 178.2
2663 | 2202 | 2376 | 0.07851 | 148.5 | 178.2
2664 | 2203 | 2205 | 0.09355 | 148.5 | 178.2
2665 | 2204 | 2196 | 0.07231 | 148.5 | 178.2
2666 | 2205 | 2170 | 0.06959 | 148.5 | 178.2
2667 | 2206 | 2170 | 0.03471 | 148.5 | 178.2
2668 | 2207 | 2209 | 0.01413 | 148.5 | 178.2
2669 | 2208 | 2255 | 0.00926 | 148.5 | 178.2
2670 | 2209 | 2178 | 0.05793 | 148.5 | 178.2
2671 | 2209 | 2351 | 0.0619 | 148.5 | 178.2
2672 | 2210 | 2204 | 0.01166 | 148.5 | 178.2
2673 | 2211 | 2214 | 0.00421 | 148.5 | 178.2
2674 | 2212 | 2195 | 0.06281 | 148.5 | 178.2
2675 | 2213 | 2158 | 0.02975 | 148.5 | 178.2
2676 | 2214 | 2157 | 0.03008 | 148.5 | 178.2
2677 | 2215 | 2217 | 0.01372 | 148.5 | 178.2
2678 | 2216 | 2117 | 0.12149 | 148.5 | 178.2
2679 | 2218 | 225 | 0.12645 | 148.5 | 178.2
2680 | 2218 | 2216 | 0.06281 | 148.5 | 178.2
2681 | 2219 | 2251 | 0.06529 | 148.5 | 178.2
2682 | 2220 | 2196 | 0.01058 | 148.5 | 178.2
2683 | 2221 | 2187 | 0.13025 | 148.5 | 178.2
2684 | 2221 | 2188 | 0.12959 | 148.5 | 178.2
2685 | 2221 | 2238 | 0.13041 | 148.5 | 178.2
2686 | 2222 | 2227 | 0.05702 | 148.5 | 178.2
2687 | 2222 | 2352 | 0.06843 | 148.5 | 178.2
2688 | 2223 | 2221 | 0.01331 | 148.5 | 178.2
2689 | 2224 | 2211 | 0.02397 | 148.5 | 178.2
2690 | 2224 | 2213 | 0.05124 | 148.5 | 178.2
2691 | 2224 | 2318 | 0.06529 | 148.5 | 178.2
2692 | 2225 | 2187 | 0.0686 | 148.5 | 178.2
2693 | 2226 | 1607 | 0.10744 | 148.5 | 178.2
2694 | 2227 | 2339 | 0.02686 | 148.5 | 178.2
2695 | 2228 | 2191 | 0.01727 | 148.5 | 178.2
2696 | 2229 | 2125 | 0.0679 | 148.5 | 178.2
2697 | 2229 | 2150 | 0.07107 | 148.5 | 178.2
2698 | 2230 | 2229 | 0.01372 | 148.5 | 178.2
2699 | 2231 | 2236 | 0.05245 | 148.5 | 178.2
2700 | 2232 | 2362 | 0.07876 | 148.5 | 178.2
2701 | 2233 | 2165 | 0.00413 | 148.5 | 178.2
2702 | 2233 | 2259 | 0.00413 | 148.5 | 178.2
2703 | 2233 | 2259 | 0.00413 | 148.5 | 178.2
2704 | 2234 | 1761 | 0.0876 | 148.5 | 178.2
2705 | 2234 | 2361 | 0.04017 | 148.5 | 178.2
2706 | 2235 | 2257 | 0.12893 | 148.5 | 178.2
2707 | 2236 | 2359 | 0.09397 | 148.5 | 178.2
2708 | 2237 | 2217 | 0.01983 | 148.5 | 178.2
2709 | 2238 | 2298 | 0.01653 | 148.5 | 178.2
2710 | 2239 | 2380 | 0.07826 | 148.5 | 178.2
2711 | 2240 | 2223 | 0.06628 | 148.5 | 178.2
2712 | 2241 | 2170 | 0.1119 | 148.5 | 178.2
2713 | 2242 | 2280 | 0.06876 | 148.5 | 178.2
2714 | 2244 | 1883 | 0.18322 | 148.5 | 178.2
2715 | 2245 | 313 | 0.0676 | 148.5 | 178.2
2716 | 2245 | 2120 | 0.12628 | 148.5 | 178.2
2717 | 2245 | 2218 | 0.07587 | 148.5 | 178.2
2718 | 2246 | 2242 | 0.06876 | 148.5 | 178.2
2719 | 2246 | 2258 | 0.11107 | 148.5 | 178.2
2720 | 2247 | 2237 | 0.02628 | 148.5 | 178.2
2721 | 2248 | 2054 | 0.09917 | 148.5 | 178.2
2722 | 2248 | 2269 | 0.08 | 148.5 | 178.2
2723 | 2249 | 214 | 0.06719 | 148.5 | 178.2
2724 | 2249 | 315 | 0.10132 | 148.5 | 178.2
2725 | 2249 | 2262 | 0.09116 | 148.5 | 178.2
2726 | 2250 | 2124 | 0.12066 | 148.5 | 178.2
2727 | 2250 | 2191 | 0.08182 | 148.5 | 178.2
2728 | 2251 | 2136 | 0.05603 | 148.5 | 178.2
2729 | 2252 | 2311 | 0.07901 | 148.5 | 178.2
2730 | 2253 | 2274 | 0.05702 | 148.5 | 178.2
2731 | 2254 | 2380 | 0.11074 | 148.5 | 178.2
2732 | 2255 | 2139 | 0.02314 | 148.5 | 178.2
2733 | 2256 | 2283 | 0.00744 | 148.5 | 178.2
2734 | 2257 | 2260 | 0.04298 | 148.5 | 178.2
2735 | 2258 | 169 | 0.05411 | 330 | 396
2736 | 2258 | 2257 | 0.0001 | 148.5 | 178.2
2737 | 2258 | 2261 | 0.04298 | 148.5 | 178.2
2738 | 2260 | 170 | 0.06756 | 160 | 192
2739 | 2261 | 171 | 0.06756 | 160 | 192
2740 | 2261 | 2260 | 0.0001 | 148.5 | 178.2
2741 | 2262 | 2257 | 0.1157 | 148.5 | 178.2
2742 | 2263 | 2168 | 0.00421 | 148.5 | 178.2
2743 | 2264 | 2271 | 0.01736 | 148.5 | 178.2
2744 | 2265 | 2378 | 0.00496 | 148.5 | 178.2
2745 | 2266 | 2261 | 0.01372 | 148.5 | 178.2
2746 | 2267 | 2174 | 0.04347 | 148.5 | 178.2
2747 | 2267 | 2228 | 0.09347 | 148.5 | 178.2
2748 | 2268 | 2239 | 0.09983 | 148.5 | 178.2
2749 | 2269 | 2133 | 0.0281 | 148.5 | 178.2
2750 | 2270 | 2264 | 0.01372 | 148.5 | 178.2
2751 | 2271 | 2260 | 0.03769 | 148.5 | 178.2
2752 | 2272 | 2261 | 0.01752 | 148.5 | 178.2
2753 | 2272 | 2270 | 0.01372 | 148.5 | 178.2
2754 | 2273 | 1882 | 0.20008 | 148.5 | 178.2
2755 | 2273 | 2237 | 0.0338 | 148.5 | 178.2
2756 | 2274 | 2192 | 0.02653 | 148.5 | 178.2
2757 | 2274 | 2197 | 0.02074 | 148.5 | 178.2
2758 | 2274 | 2273 | 0.0001 | 148.5 | 178.2
2759 | 2275 | 2170 | 0.03636 | 148.5 | 178.2
2760 | 2276 | 2225 | 0.10744 | 148.5 | 178.2
2761 | 2277 | 2366 | 0.00066 | 148.5 | 178.2
2762 | 2278 | 1883 | 0.11521 | 148.5 | 178.2
2763 | 2278 | 2215 | 0.08736 | 148.5 | 178.2
2764 | 2279 | 2160 | 0.06612 | 148.5 | 178.2
2765 | 2280 | 2279 | 0.0001 | 148.5 | 178.2
2766 | 2281 | 2334 | 0.02149 | 148.5 | 178.2
2767 | 2282 | 2166 | 0.02149 | 148.5 | 178.2
2768 | 2283 | 2326 | 0.01074 | 148.5 | 178.2
2769 | 2284 | 2159 | 0.0314 | 148.5 | 178.2
2770 | 2285 | 2190 | 0.11669 | 148.5 | 178.2
2771 | 2285 | 2314 | 0.08612 | 148.5 | 178.2
2772 | 2286 | 2167 | 0.01686 | 148.5 | 178.2
2773 | 2287 | 2256 | 0.00992 | 148.5 | 178.2
2774 | 2288 | 2344 | 0.01074 | 148.5 | 178.2
2775 | 2288 | 2345 | 0.05455 | 148.5 | 178.2
2776 | 2290 | 2127 | 0.06529 | 148.5 | 178.2
2777 | 2290 | 2152 | 0.07165 | 148.5 | 178.2
2778 | 2291 | 2305 | 0.10995 | 148.5 | 178.2
2779 | 2292 | 2232 | 0.10487 | 148.5 | 178.2
2780 | 2293 | 2330 | 0.02372 | 148.5 | 178.2
2781 | 2294 | 2143 | 0.0595 | 148.5 | 178.2
2782 | 2295 | 2212 | 0.03306 | 148.5 | 178.2
2783 | 2296 | 2165 | 0.00413 | 148.5 | 178.2
2784 | 2296 | 2184 | 0.01736 | 148.5 | 178.2
2785 | 2297 | 2166 | 0.00413 | 148.5 | 178.2
2786 | 2298 | 2161 | 0.09587 | 148.5 | 178.2
2787 | 2299 | 2169 | 0.09008 | 148.5 | 178.2
2788 | 2300 | 2353 | 0.07322 | 148.5 | 178.2
2789 | 2301 | 2218 | 0.0507 | 148.5 | 178.2
2790 | 2302 | 2196 | 0.00306 | 148.5 | 178.2
2791 | 2303 | 2343 | 0.00702 | 148.5 | 178.2
2792 | 2304 | 2300 | 0.02066 | 148.5 | 178.2
2793 | 2305 | 2316 | 0.05279 | 148.5 | 178.2
2794 | 2306 | 2123 | 0.01298 | 148.5 | 178.2
2795 | 2307 | 2169 | 0.00413 | 148.5 | 178.2
2796 | 2308 | 2292 | 0.0514 | 148.5 | 178.2
2797 | 2309 | 2186 | 0.0238 | 148.5 | 178.2
2798 | 2309 | 2243 | 0.01653 | 148.5 | 178.2
2799 | 2310 | 2244 | 0.09438 | 148.5 | 178.2
2800 | 2310 | 2273 | 0.03066 | 148.5 | 178.2
2801 | 2310 | 2289 | 0.08994 | 148.5 | 178.2
2802 | 2312 | 2313 | 0.01264 | 148.5 | 178.2
2803 | 2313 | 2149 | 0.05899 | 148.5 | 178.2
2804 | 2313 | 2381 | 0.13182 | 148.5 | 178.2
2805 | 2316 | 2210 | 0.12121 | 148.5 | 178.2
2806 | 2317 | 2350 | 0.04711 | 148.5 | 178.2
2807 | 2318 | 2321 | 0.06529 | 148.5 | 178.2
2808 | 2319 | 2313 | 0.09339 | 148.5 | 178.2
2809 | 2320 | 2203 | 0.10306 | 148.5 | 178.2
2810 | 2321 | 2323 | 0.08512 | 148.5 | 178.2
2811 | 2322 | 2323 | 0.03306 | 148.5 | 178.2
2812 | 2323 | 2254 | 0.08107 | 148.5 | 178.2
2813 | 2323 | 2329 | 0.00826 | 148.5 | 178.2
2814 | 2323 | 2380 | 0.1919 | 148.5 | 178.2
2815 | 2324 | 2188 | 0.02455 | 148.5 | 178.2
2816 | 2324 | 2243 | 0.01074 | 148.5 | 178.2
2817 | 2324 | 2379 | 0.10942 | 148.5 | 178.2
2818 | 2325 | 2185 | 0.00826 | 148.5 | 178.2
2819 | 2326 | 2367 | 0.0165 | 148.5 | 178.2
2820 | 2327 | 2293 | 0.02479 | 148.5 | 178.2
2821 | 2328 | 2165 | 0.18017 | 148.5 | 178.2
2822 | 2328 | 2203 | 0.17008 | 148.5 | 178.2
2823 | 2329 | 2317 | 0.02314 | 148.5 | 178.2
2824 | 2330 | 2171 | 0.04603 | 148.5 | 178.2
2825 | 2331 | 335 | 0.11901 | 148.5 | 178.2
2826 | 2331 | 2260 | 0.18273 | 148.5 | 178.2
2827 | 2332 | 2180 | 0.00413 | 148.5 | 178.2
2828 | 2333 | 1882 | 0.09669 | 148.5 | 178.2
2829 | 2334 | 2231 | 0.03176 | 148.5 | 178.2
2830 | 2335 | 2240 | 0.09223 | 148.5 | 178.2
2831 | 2336 | 2195 | 0.12165 | 148.5 | 178.2
2832 | 2336 | 2294 | 0.00727 | 148.5 | 178.2
2833 | 2337 | 2134 | 0.06876 | 148.5 | 178.2
2834 | 2338 | 2166 | 0.1081 | 148.5 | 178.2
2835 | 2338 | 2241 | 0.0224 | 148.5 | 178.2
2836 | 2338 | 2281 | 0.02149 | 148.5 | 178.2
2837 | 2339 | 172 | 0.0675 | 160 | 192
2838 | 2340 | 173 | 0.1062 | 100 | 120
2839 | 2340 | 2339 | 0.0001 | 148.5 | 178.2
2840 | 2341 | 2208 | 0.00694 | 148.5 | 178.2
2841 | 2342 | 2339 | 0.01355 | 148.5 | 178.2
2842 | 2342 | 2343 | 0.01793 | 148.5 | 178.2
2843 | 2343 | 2339 | 0.00992 | 148.5 | 178.2
2844 | 2344 | 2342 | 0.05736 | 148.5 | 178.2
2845 | 2345 | 2141 | 0.06942 | 148.5 | 178.2
2846 | 2346 | 2244 | 0.05372 | 148.5 | 178.2
2847 | 2347 | 2342 | 0.00744 | 148.5 | 178.2
2848 | 2347 | 2342 | 0.03488 | 148.5 | 178.2
2849 | 2348 | 2379 | 0.11405 | 148.5 | 178.2
2850 | 2349 | 2140 | 0.05289 | 148.5 | 178.2
2851 | 2349 | 2140 | 0.05289 | 148.5 | 178.2
2852 | 2350 | 2366 | 0.05427 | 148.5 | 178.2
2853 | 2351 | 2157 | 0.08942 | 148.5 | 178.2
2854 | 2352 | 2177 | 0.0681 | 148.5 | 178.2
2855 | 2352 | 2187 | 0.11207 | 148.5 | 178.2
2856 | 2353 | 2378 | 0.07438 | 148.5 | 178.2
2857 | 2354 | 2300 | 0.03636 | 148.5 | 178.2
2858 | 2354 | 2377 | 0.05686 | 148.5 | 178.2
2859 | 2355 | 2230 | 0.06099 | 148.5 | 178.2
2860 | 2355 | 2265 | 0.1281 | 148.5 | 178.2
2861 | 2356 | 2206 | 0.02893 | 148.5 | 178.2
2862 | 2357 | 174 | 0.06736 | 160 | 192
2863 | 2357 | 175 | 0.06671 | 160 | 192
2864 | 2357 | 2363 | 0.04132 | 148.5 | 178.2
2865 | 2357 | 2372 | 0.00744 | 148.5 | 178.2
2866 | 2357 | 2372 | 0.00744 | 148.5 | 178.2
2867 | 2358 | 2357 | 0.0001 | 148.5 | 178.2
2868 | 2358 | 2361 | 0.06 | 148.5 | 178.2
2869 | 2359 | 2324 | 0.05223 | 148.5 | 178.2
2870 | 2360 | 2155 | 0.01702 | 148.5 | 178.2
2871 | 2362 | 2226 | 0.10281 | 148.5 | 178.2
2872 | 2362 | 2361 | 0.0001 | 148.5 | 178.2
2873 | 2363 | 2360 | 0.01653 | 148.5 | 178.2
2874 | 2364 | 2367 | 0.00066 | 148.5 | 178.2
2875 | 2365 | 2261 | 0.03769 | 148.5 | 178.2
2876 | 2366 | 2156 | 0.06887 | 148.5 | 178.2
2877 | 2367 | 2170 | 0.04714 | 148.5 | 178.2
2878 | 2368 | 2119 | 0.00496 | 148.5 | 178.2
2879 | 2368 | 2119 | 0.00496 | 148.5 | 178.2
2880 | 2368 | 2195 | 0.0238 | 148.5 | 178.2
2881 | 2369 | 2119 | 0.00719 | 148.5 | 178.2
2882 | 2373 | 2372 | 0.0001 | 148.5 | 178.2
2883 | 2374 | 2153 | 0.06413 | 148.5 | 178.2
2884 | 2374 | 2319 | 0.14628 | 148.5 | 178.2
2885 | 2375 | 2159 | 0.00529 | 148.5 | 178.2
2886 | 2376 | 2273 | 0.10413 | 148.5 | 178.2
2887 | 2377 | 176 | 0.05969 | 250 | 300
2888 | 2378 | 176 | 0.05969 | 250 | 300
2889 | 2378 | 2377 | 0.0001 | 148.5 | 178.2
2890 | 2379 | 2295 | 0.09339 | 148.5 | 178.2
2891 | 2380 | 178 | 0.06798 | 160 | 192
2892 | 2381 | 179 | 0.06775 | 160 | 192
2893 | 2381 | 2380 | 0.0001 | 148.5 | 178.2
2894 | 2382 | 2381 | 0.03802 | 148.5 | 178.2
2895 | 2383 | 1623 | 0.10132 | 148.5 | 178.2
2896 | 2383 | 1624 | 0.10132 | 148.5 | 178.2

## Eg2 Load
Load data from: Polish 2383-bus system at winter peak (case2383wp). [Online]. Available: http://www.neos-guide.org/content/optimal-power-flow
Load
Bus | Nodal load (MW)
1 | 0
2 | 0
3 | 0
4 | 0
5 | 0
6 | 0
7 | 0
8 | 0
9 | 0
10 | 12.23
11 | 0
12 | 0
13 | 0
14 | 0
15 | 0
16 | 54.88
17 | 77
18 | 153
19 | 0
20 | 0
21 | 0
22 | 0
23 | 0
24 | 0
25 | 0
26 | 0
27 | 0
28 | 0
29 | 25.98
30 | 25.98
31 | 20.98
32 | 0
33 | 0
34 | 0
35 | 0
36 | 0
37 | 0
38 | 0
39 | 0
40 | 0
41 | 11.99
42 | 11.99
43 | 23.98
44 | 23.98
45 | 159.84
46 | 0
47 | 0
48 | 0
49 | 0
50 | 0
51 | 0
52 | 0
53 | 0
54 | 0
55 | 0
56 | 0
57 | 22.98
58 | 21.98
59 | 0
60 | 0
61 | 0
62 | 0
63 | 37.37
64 | 35.37
65 | 13.39
66 | 0
67 | 60.4
68 | 0
69 | 0
70 | 0
71 | 0
72 | 0
73 | 0
74 | 0
75 | 0
76 | 0
77 | 0
78 | 0
79 | 0
80 | 0
81 | 0
82 | 0
83 | 15.99
84 | 15.79
85 | 9.99
86 | 9.99
87 | 11.09
88 | 0
89 | 0
90 | 0
91 | 0
92 | 0
93 | 9.99
94 | 0
95 | 6.89
96 | 0
97 | 8.69
98 | 0
99 | 0
100 | 0
101 | 0
102 | 0
103 | 18.09
104 | 33.68
105 | 33.78
106 | 0
107 | 0
108 | 0
109 | 1
110 | 1
111 | 26.49
112 | 0
113 | 0
114 | 0
115 | 0
116 | 0
117 | 0
118 | 0
119 | 0
120 | 0
121 | 0
122 | 0
123 | 5.5
124 | 8.79
125 | 35.7
126 | 25.28
127 | 25.71
128 | 0
129 | 0
130 | 0
131 | 68.67
132 | 33
133 | 0
134 | 0
135 | 0
136 | 0
137 | 0
138 | 0
139 | 33.2
140 | 29.23
141 | 0
142 | 0
143 | 0
144 | 0
145 | 0
146 | 0
147 | 0
148 | 0
149 | 0
150 | 0
151 | 0
152 | 0
153 | 0
154 | 0
155 | 0
156 | 0
157 | 0
158 | 0
159 | 0
160 | 0
161 | 0
162 | 0
163 | 0
164 | 0
165 | 0
166 | 0
167 | 0
168 | 0
169 | 0
170 | 0
171 | 0
172 | 0
173 | 0
174 | 0
175 | 0
176 | 0
177 | 0
178 | 0
179 | 0
180 | 339.85
181 | 0
182 | 0
183 | 150
184 | 317.34
185 | 362.43
186 | 33.33
187 | 7.12
188 | 7.63
189 | 9.77
190 | 6.12
191 | 6.12
192 | 30.56
193 | 15.28
194 | 0
195 | 8.14
196 | 6.92
197 | 6.92
198 | 12.32
199 | 1.43
200 | 1.08
201 | 5.61
202 | 18.34
203 | 11.1
204 | 0
205 | 6.92
206 | 11.2
207 | 7.32
208 | -7.32
209 | 9.36
210 | 15.18
211 | 8.75
212 | 10.18
213 | -2.04
214 | 12.02
215 | 6.92
216 | 8.85
217 | 1.94
218 | 12.22
219 | 2.55
220 | 2.55
221 | 4.08
222 | 6.53
223 | 18.65
224 | 19.86
225 | 17.3
226 | 24.44
227 | 5.61
228 | 11.4
229 | 11
230 | 7.63
231 | 7.94
232 | 7.94
233 | 1.84
234 | 33.46
235 | 33.76
236 | 1.02
237 | 13.95
238 | 9.98
239 | 15.28
240 | 11.2
241 | 10.18
242 | 1.22
243 | 0
244 | 1.02
245 | 12.12
246 | -8.14
247 | 11.2
248 | 3.06
249 | 9.16
250 | 27.71
251 | 21.38
252 | 21.38
253 | 14.87
254 | 19.86
255 | 10.18
256 | 5.61
257 | 7.12
258 | 4.08
259 | 20.87
260 | 10.69
261 | 7.94
262 | 0.2
263 | 5.3
264 | 12.22
265 | 12.22
266 | 8.34
267 | 10.38
268 | 14.87
269 | 15.28
270 | 3.67
271 | 3.67
272 | 9.26
273 | 12.93
274 | 25.67
275 | 23.22
276 | 14.26
277 | 52.14
278 | 24.95
279 | 24.95
280 | 0
281 | 30.66
282 | 13.14
283 | 17.02
284 | 2.55
285 | 8.14
286 | 29.75
287 | 12.22
288 | 13.14
289 | 21.28
290 | 17.32
291 | 16.81
292 | 17.32
293 | 7.43
294 | 15.28
295 | 21.28
296 | 17.63
297 | 8.55
298 | 7.02
299 | 48.06
300 | 21.38
301 | 6.22
302 | 6.12
303 | 6.32
304 | 17.83
305 | 7.53
306 | 21.38
307 | 18.34
308 | 5.1
309 | 0
310 | 0
311 | 32.4
312 | 0
313 | 7.12
314 | 7.73
315 | 9.47
316 | 16.2
317 | 7.12
318 | 6.12
319 | 0.81
320 | 7.12
321 | 0
322 | 0
323 | 9.98
324 | 11.2
325 | 13.65
326 | 6.62
327 | 4.08
328 | 45.83
329 | 45.83
330 | 48.36
331 | 48.36
332 | 0
333 | 9.47
334 | 16.81
335 | 4.08
336 | 0
337 | 17.83
338 | 2.55
339 | 3.98
340 | 11.2
341 | 11
342 | 16.3
343 | 1.02
344 | 13.24
345 | 17.73
346 | 18.34
347 | 8.14
348 | 2.04
349 | 20.37
350 | 19.67
351 | 18.04
352 | 14.67
353 | 10.18
354 | 2.04
355 | 0
356 | 2.96
357 | 2.04
358 | 6.92
359 | 3.57
360 | 3.57
361 | 0
362 | 0
363 | 6.12
364 | -2.55
365 | 33.61
366 | 34.62
367 | 12.02
368 | 10.18
369 | 11.2
370 | 14.57
371 | 16.81
372 | 12.83
373 | 2.24
374 | 0
375 | 0
376 | 25.16
377 | 9.16
378 | 9.57
379 | 24.95
380 | 7.63
381 | 10.38
382 | 8.14
383 | 22.4
384 | 14.26
385 | 21.89
386 | 12.73
387 | 14.87
388 | 17.83
389 | 11.2
390 | 12.02
391 | 5.2
392 | 11.4
393 | 8.75
394 | 11.71
395 | 23.42
396 | 9.06
397 | 4.18
398 | 9.16
399 | 9.26
400 | 9.16
401 | 12.22
402 | 4.28
403 | 4.08
404 | 12.02
405 | 5.41
406 | 9.06
407 | 20.11
408 | 8.85
409 | 7.12
410 | 9.47
411 | 18.85
412 | 7.63
413 | 20.77
414 | 5.1
415 | 5.92
416 | 20.87
417 | 2.65
418 | 13.75
419 | 14.77
420 | 22.3
421 | 14.26
422 | 14.26
423 | 18.34
424 | 12.63
425 | 33.92
426 | 16.81
427 | 18.04
428 | 17.83
429 | 12.32
430 | 6.53
431 | 6.22
432 | 3.37
433 | 5.2
434 | 20.37
435 | 0.61
436 | 0.51
437 | 10.18
438 | 6.22
439 | 2.65
440 | 15.79
441 | 16.61
442 | 4.9
443 | 13.75
444 | 16.1
445 | 14.77
446 | 14.98
447 | 4.08
448 | 4.79
449 | 0
450 | 0
451 | 9.16
452 | 4.08
453 | 9.16
454 | 21.38
455 | 30.56
456 | 27.5
457 | 28.52
458 | 7.12
459 | 7.12
460 | 10.79
461 | 21.38
462 | 39.72
463 | 27.5
464 | 21.38
465 | 23.42
466 | 7.12
467 | 61.09
468 | 30.56
469 | 7.63
470 | 0
471 | 20.17
472 | 3.57
473 | 4.08
474 | 4.08
475 | 22.4
476 | 9.16
477 | 9.16
478 | 24.44
479 | 15.28
480 | 10.18
481 | 18.85
482 | 31.07
483 | 36.66
484 | 14.26
485 | 46.84
486 | 11.2
487 | 12.83
488 | 2
489 | 22.4
490 | 18.34
491 | 36.66
492 | 10.18
493 | 44.81
494 | 38.7
495 | 11.2
496 | 12.22
497 | 24.44
498 | 24.44
499 | 21.42
500 | 5.1
501 | 52.95
502 | 40.74
503 | 18.34
504 | 26.48
505 | 27.5
506 | 17.32
507 | 27.5
508 | 31.58
509 | 16.4
510 | 5.61
511 | 16.3
512 | 7.43
513 | 0
514 | 32.56
515 | 36.69
516 | 0
517 | 0
518 | 0
519 | 0
520 | 11.3
521 | 7.51
522 | 16.71
523 | 5.1
524 | 20.37
525 | 22.1
526 | 13.04
527 | 5.61
528 | 7.94
529 | 6.53
530 | 5.1
531 | 4.08
532 | 7.83
533 | 12.22
534 | 8.34
535 | 1.02
536 | 21.02
537 | 13.04
538 | 16.4
539 | 0
540 | 6.8
541 | 3.3
542 | 11.39
543 | 17.89
544 | 7.49
545 | 21.88
546 | 0
547 | 19.69
548 | 7.69
549 | 15.39
550 | 4.4
551 | 9.89
552 | 12.79
553 | 15.99
554 | 3.8
555 | 3.8
556 | 25.88
557 | 16.99
558 | 6
559 | 10.89
560 | 10.99
561 | 13.69
562 | 13.69
563 | 12.19
564 | 0
565 | 0
566 | 12.69
567 | 5.5
568 | 0
569 | 0
570 | 8.19
571 | 9.69
572 | 12.29
573 | 3.3
574 | 2.2
575 | 8.79
576 | 0
577 | 6
578 | 21.88
579 | 3.3
580 | 8.99
581 | 11.49
582 | 6.8
583 | 15.39
584 | 11.69
585 | 18.39
586 | 8.39
587 | 0
588 | 12.59
589 | 9.89
590 | 14.59
591 | 13.29
592 | 3.8
593 | 13.69
594 | 8.79
595 | 3.4
596 | 5.8
597 | 4.5
598 | 4.5
599 | 3.6
600 | 10.99
601 | 7.69
602 | 5.5
603 | 37.27
604 | 27.38
605 | 8.79
606 | 0.9
607 | 4.1
608 | 2.2
609 | 5.2
610 | 7.99
611 | 5.5
612 | 12.99
613 | 12.99
614 | 0
615 | 35.07
616 | 7.19
617 | 0
618 | 8.79
619 | 18.09
620 | 9.69
621 | 7.09
622 | 1.1
623 | 26.18
624 | 8.19
625 | 10.39
626 | 42.16
627 | 13.69
628 | 21.88
629 | 10.89
630 | 25.78
631 | 11.29
632 | 16.89
633 | 10.99
634 | 0
635 | 12.19
636 | 7.69
637 | 7.09
638 | 4.4
639 | 17.59
640 | 6.7
641 | 17.69
642 | 10.99
643 | 9.79
644 | 0
645 | 0
646 | 4.4
647 | 17.19
648 | 20.68
649 | 17.19
650 | 10.99
651 | 25.78
652 | 8.69
653 | 14.99
654 | 7.69
655 | 4.4
656 | 4.3
657 | 21.38
658 | 12.69
659 | 2.2
660 | 8.79
661 | 1.6
662 | 0
663 | 0
664 | 50.65
665 | 30.68
666 | 7.69
667 | 16.99
668 | 2.7
669 | 6
670 | 25.88
671 | 9.49
672 | 2.2
673 | 9.89
674 | 10.19
675 | 2
676 | 2.7
677 | 9.49
678 | 25.18
679 | 25.18
680 | 1.1
681 | 79.92
682 | 0
683 | 16.49
684 | 24.08
685 | 10.39
686 | 11.39
687 | 1.1
688 | 11.99
689 | 11.99
690 | 9.29
691 | 1.6
692 | 6
693 | 7.99
694 | 10.79
695 | 1.6
696 | 6.7
697 | 4.3
698 | 6.8
699 | 26.78
700 | 10.99
701 | 2.9
702 | 12.09
703 | 22.48
704 | 11.49
705 | 26.88
706 | 10.99
707 | 10.99
708 | 15.99
709 | 21.88
710 | 2.2
711 | 4.8
712 | 23.98
713 | 20.29
714 | 14.39
715 | 6
716 | 2.4
717 | 2.4
718 | 18.09
719 | 19.69
720 | 20.29
721 | 6.7
722 | 12.19
723 | 6.89
724 | 13.69
725 | 6.5
726 | 0
727 | 0
728 | 3.3
729 | 19.29
730 | 19.69
731 | 7.19
732 | 4.1
733 | 1.1
734 | 0
735 | 9.89
736 | 4.4
737 | 15.19
738 | 11.49
739 | 13.59
740 | 12.09
741 | 10.99
742 | 3.1
743 | 6.99
744 | 1.5
745 | 6.6
746 | 7.69
747 | 5.5
748 | 18.79
749 | 4.5
750 | 21.88
751 | 0
752 | 6.1
753 | 13.69
754 | 37.97
755 | 27.98
756 | 11.79
757 | 1.6
758 | 16.19
759 | 6.89
760 | 16.19
761 | 5.5
762 | 15.69
763 | 12.19
764 | 6.4
765 | 5
766 | 10.19
767 | 2.6
768 | 7.49
769 | 12.59
770 | 5.5
771 | 13.19
772 | 9.29
773 | 7.09
774 | 4.4
775 | 14.29
776 | 14.49
777 | 0
778 | 14.49
779 | 1.5
780 | 5.5
781 | 4.1
782 | 14.29
783 | 8.39
784 | 3.8
785 | 10.39
786 | 0
787 | 24.18
788 | 4.6
789 | 0
790 | 54.35
791 | 0
792 | 11.19
793 | 0.7
794 | 8.69
795 | 26.98
796 | 21.28
797 | 0
798 | 7.09
799 | 0
800 | 0
801 | 0
802 | 5.5
803 | 4.6
804 | 38.87
805 | 13.39
806 | 0
807 | 0
808 | 19.19
809 | 19.99
810 | 5.7
811 | 3.4
812 | 0
813 | 13.09
814 | 16.09
815 | 16.09
816 | 9.09
817 | 0
818 | 3.8
819 | 0
820 | 32.18
821 | 0
822 | 0
823 | 3.8
824 | 3.2
825 | 0
826 | 0
827 | 1.4
828 | 5.7
829 | 0
830 | 11.09
831 | 11.79
832 | 4
833 | 0
834 | 30.38
835 | 18.19
836 | 0
837 | 8.29
838 | 19.19
839 | 8.79
840 | 0
841 | 9.59
842 | 7.09
843 | 4.6
844 | 0
845 | 14.19
846 | 14.69
847 | 10.99
848 | 0
849 | 18.79
850 | 12.59
851 | 14.19
852 | 10.99
853 | 8.09
854 | 0
855 | 0
856 | 0
857 | 4.4
858 | 17.49
859 | 8.79
860 | 17.39
861 | 21.58
862 | 13.19
863 | 0
864 | 0
865 | 18.19
866 | 6.4
867 | 8.99
868 | 7.79
869 | 0
870 | 6.7
871 | 3.6
872 | 8.69
873 | 10.39
874 | 0
875 | 8.49
876 | 0
877 | 11.19
878 | 30.88
879 | 0
880 | 0
881 | 0
882 | 4.9
883 | 7.89
884 | 9.89
885 | 0
886 | 12.89
887 | 7.69
888 | 0.8
889 | 10.89
890 | 15.29
891 | 22.08
892 | 50.55
893 | 0
894 | 11.19
895 | 15.59
896 | 7.89
897 | 1.2
898 | 0
899 | 6.99
900 | 11.29
901 | 22.38
902 | 9.59
903 | 0
904 | 28.28
905 | 9.69
906 | 9.89
907 | 24.18
908 | 20.68
909 | 1
910 | 11.49
911 | 34.97
912 | 40.27
913 | 10.29
914 | 31.88
915 | 0
916 | 0
917 | 9.29
918 | 5.9
919 | 26.28
920 | 4.4
921 | 0
922 | 3.7
923 | 0
924 | 0
925 | 4.7
926 | 0
927 | 0
928 | 0
929 | 26.98
930 | 8.09
931 | 0
932 | 0
933 | 0
934 | 0
935 | 1.4
936 | 0
937 | 0
938 | 0
939 | 1.4
940 | 0
941 | 0
942 | 4.1
943 | 8.09
944 | 0.4
945 | 18.39
946 | 0
947 | 12.29
948 | 22.18
949 | 3.4
950 | 0.4
951 | 0.7
952 | 17.89
953 | 0
954 | 9.69
955 | 18.89
956 | 0
957 | 11.89
958 | 3.3
959 | 16.49
960 | 1
961 | 3.5
962 | 10.09
963 | 13.39
964 | 21.78
965 | 8.69
966 | 0
967 | 0
968 | 10.19
969 | 0
970 | 1.9
971 | 0
972 | 0
973 | 8.59
974 | 0.2
975 | 3.1
976 | 5.7
977 | 0
978 | 2.7
979 | 9.89
980 | 6.89
981 | 0
982 | 12.49
983 | 12.29
984 | 0
985 | 0
986 | 0
987 | 0
988 | 17.69
989 | 0
990 | 0
991 | 0
992 | 3.2
993 | 7.99
994 | 6.89
995 | 5.2
996 | 3.3
997 | 3.3
998 | 7.69
999 | 13.49
1000 | 3.4
1001 | 0.7
1002 | 5.6
1003 | 0
1004 | 12.19
1005 | 4.5
1006 | 0
1007 | 0
1008 | 0
1009 | 25.38
1010 | 9.29
1011 | 14.69
1012 | 9.09
1013 | 0
1014 | 17.89
1015 | 18.49
1016 | 63.33
1017 | 0
1018 | 0
1019 | 0
1020 | 39.37
1021 | 0
1022 | 2
1023 | 0
1024 | 18.79
1025 | 0
1026 | 4.1
1027 | 30.28
1028 | 3.3
1029 | 30.28
1030 | 24.08
1031 | 0
1032 | 7.79
1033 | 9.99
1034 | 6.7
1035 | 5.6
1036 | 7.79
1037 | 11.09
1038 | 8.99
1039 | 28.48
1040 | 0
1041 | 1.2
1042 | 1.2
1043 | 0
1044 | 0
1045 | 1.9
1046 | 3.2
1047 | 0
1048 | 0
1049 | 0
1050 | 0
1051 | 23.58
1052 | 0
1053 | 9.49
1054 | 7.59
1055 | 6.5
1056 | 6.99
1057 | 0
1058 | 17.49
1059 | 59.34
1060 | 39.87
1061 | 8.09
1062 | 0
1063 | 0
1064 | 3.4
1065 | 0
1066 | 17.59
1067 | 5.7
1068 | 1
1069 | 0
1070 | 0
1071 | 1.2
1072 | 4.7
1073 | 4.1
1074 | 6.6
1075 | 10.19
1076 | 1.4
1077 | 12.29
1078 | 4.4
1079 | 11.09
1080 | 9.69
1081 | 0
1082 | 7.69
1083 | 5.1
1084 | 5.1
1085 | 0
1086 | 1.2
1087 | 9.99
1088 | 6.7
1089 | 12.29
1090 | 7.09
1091 | 7.49
1092 | 0
1093 | 0
1094 | 7.09
1095 | 0
1096 | 0
1097 | 26.58
1098 | 0
1099 | 6.2
1100 | 2.7
1101 | 0
1102 | 10.49
1103 | 8.79
1104 | 13.79
1105 | 13.69
1106 | 38.57
1107 | 47.56
1108 | 0
1109 | 2.3
1110 | 9.59
1111 | 0
1112 | 0
1113 | 5.7
1114 | 0
1115 | 0
1116 | 5.7
1117 | 7.39
1118 | 6.2
1119 | 0
1120 | 0
1121 | 0
1122 | 13.79
1123 | 0
1124 | 5.6
1125 | 5.9
1126 | 6.7
1127 | 0
1128 | 9.89
1129 | 0
1130 | 4
1131 | 0
1132 | 11.09
1133 | 10.49
1134 | 3
1135 | 0
1136 | 10.99
1137 | 4.1
1138 | 12.49
1139 | 1.2
1140 | 16.59
1141 | 15.59
1142 | 19.29
1143 | 6.5
1144 | 4.9
1145 | 12.59
1146 | 16.99
1147 | 11.29
1148 | 5.1
1149 | 8.09
1150 | 11.99
1151 | 0
1152 | 0
1153 | 0
1154 | 5.5
1155 | 9.79
1156 | 1.4
1157 | 0
1158 | 0
1159 | 0
1160 | 12.59
1161 | 0
1162 | 0
1163 | 9.19
1164 | 0
1165 | 1.8
1166 | 0
1167 | 0
1168 | 7.89
1169 | 11.19
1170 | 10.89
1171 | 15.69
1172 | 5.3
1173 | 5.1
1174 | 5.3
1175 | 62.23
1176 | 9.99
1177 | 11.09
1178 | 0
1179 | 13.39
1180 | 0
1181 | 6.2
1182 | 7.99
1183 | 14.59
1184 | 10.39
1185 | 9.09
1186 | 7.49
1187 | 17.69
1188 | 0
1189 | 0
1190 | 26.48
1191 | 9.99
1192 | 16.19
1193 | 19.19
1194 | 3.4
1195 | 23.38
1196 | 0
1197 | 4.7
1198 | 16.69
1199 | 0
1200 | 0
1201 | 14.59
1202 | 18.79
1203 | 23.58
1204 | 11.09
1205 | 13.79
1206 | 13.39
1207 | 2.4
1208 | 0
1209 | 0
1210 | 13.79
1211 | 22.08
1212 | 0
1213 | 0
1214 | 8.09
1215 | 17.99
1216 | 6
1217 | 14.69
1218 | 3.4
1219 | 0
1220 | 16.39
1221 | 1.5
1222 | 0
1223 | 12.99
1224 | 6.7
1225 | 0
1226 | 0
1227 | 0
1228 | 5.1
1229 | 18.89
1230 | 0
1231 | 0
1232 | 18.29
1233 | 8.49
1234 | 30.98
1235 | 6.89
1236 | 6.89
1237 | 1.4
1238 | 2.7
1239 | 0
1240 | 17.49
1241 | 9.89
1242 | 7.39
1243 | 0
1244 | 31.78
1245 | 6.6
1246 | 2.3
1247 | 10.29
1248 | 0
1249 | 31.58
1250 | 29.08
1251 | 13.39
1252 | 0
1253 | 0
1254 | 7.39
1255 | 5.2
1256 | 0
1257 | 0
1258 | 10.79
1259 | 1.3
1260 | 22.38
1261 | 0
1262 | 15.79
1263 | 14.59
1264 | 0
1265 | 0
1266 | 20.09
1267 | 9.19
1268 | 4.1
1269 | 13.19
1270 | 4.1
1271 | 0
1272 | 3.3
1273 | 3.4
1274 | 0
1275 | 0
1276 | 25.28
1277 | 15.99
1278 | 17.09
1279 | 0
1280 | 3.7
1281 | 0
1282 | 13.49
1283 | 7.69
1284 | 7.39
1285 | 4.4
1286 | 11.09
1287 | 6.7
1288 | 0
1289 | 15.29
1290 | 17.89
1291 | 23.28
1292 | 2.5
1293 | 13.09
1294 | 8.89
1295 | 8.99
1296 | 7.49
1297 | 7.79
1298 | 0
1299 | 0
1300 | 0
1301 | 8.29
1302 | 3
1303 | 1.8
1304 | 17.09
1305 | 0
1306 | 0
1307 | 0
1308 | 15.59
1309 | 8.99
1310 | 7.09
1311 | 3
1312 | 12.89
1313 | 6.5
1314 | 2.9
1315 | 0
1316 | 4.6
1317 | 3.4
1318 | 0
1319 | 0
1320 | 10.49
1321 | 0
1322 | 7.39
1323 | 0
1324 | 29.68
1325 | 15.79
1326 | 20.88
1327 | 2.2
1328 | 7.69
1329 | 29.78
1330 | 16.79
1331 | 1.8
1332 | 9.79
1333 | 14.19
1334 | 0
1335 | 0
1336 | 8.29
1337 | 4.4
1338 | 6.89
1339 | 2.3
1340 | 20.48
1341 | 0
1342 | 10.19
1343 | 0
1344 | 0
1345 | 10.79
1346 | 13.39
1347 | 6.4
1348 | 14.39
1349 | 17.09
1350 | 0
1351 | 5.1
1352 | 3
1353 | 0
1354 | 3.1
1355 | 16.69
1356 | 20.19
1357 | 16.89
1358 | 17.89
1359 | 3.3
1360 | 11.99
1361 | 2.3
1362 | 0
1363 | 24.18
1364 | 14.49
1365 | 0
1366 | 17.69
1367 | 17.89
1368 | 16.39
1369 | 4.2
1370 | 0
1371 | 0
1372 | 10.29
1373 | 0.3
1374 | 5.7
1375 | 9.59
1376 | 0
1377 | 1.5
1378 | 0
1379 | 7.69
1380 | 20.48
1381 | 16.69
1382 | 0
1383 | 0
1384 | 0
1385 | 10.29
1386 | 16.79
1387 | 15.79
1388 | 10.29
1389 | 13.19
1390 | 9.29
1391 | 8.89
1392 | 0
1393 | 8.09
1394 | 0
1395 | 0.5
1396 | 0
1397 | 0
1398 | 6.3
1399 | 12.29
1400 | 0
1401 | 0
1402 | 5.2
1403 | 9.69
1404 | 11.79
1405 | 3.3
1406 | 4.1
1407 | 0
1408 | 16.69
1409 | 3.7
1410 | 8.09
1411 | 10.29
1412 | 0
1413 | 0
1414 | 1.5
1415 | 16.69
1416 | 20.98
1417 | 10.79
1418 | 13.69
1419 | 11.89
1420 | 5.2
1421 | 5.2
1422 | 2.3
1423 | 0
1424 | 5.2
1425 | 1.4
1426 | 15.39
1427 | 2.2
1428 | 3.8
1429 | 8.09
1430 | 5.2
1431 | 0
1432 | 0
1433 | 11.39
1434 | 10.99
1435 | 23.08
1436 | 5.2
1437 | 1.8
1438 | 5.4
1439 | 0
1440 | 0
1441 | 6.5
1442 | 3.7
1443 | 0
1444 | 19.89
1445 | 3.4
1446 | 5.6
1447 | 6.7
1448 | 0
1449 | 0
1450 | 12.89
1451 | 2.3
1452 | 13.19
1453 | 10.99
1454 | 3.4
1455 | 0
1456 | 0
1457 | 5.5
1458 | 6.3
1459 | 0
1460 | 0
1461 | 17.59
1462 | 13.39
1463 | 1.2
1464 | 1.8
1465 | 0
1466 | 0
1467 | 19.69
1468 | 0
1469 | 18.49
1470 | 0
1471 | 5.6
1472 | 16.09
1473 | 11.09
1474 | 6.7
1475 | 11.79
1476 | 20.68
1477 | 12.89
1478 | 14.69
1479 | 8.09
1480 | 3.7
1481 | 16.09
1482 | 18.89
1483 | 11.79
1484 | 0
1485 | 5.4
1486 | 2.3
1487 | 12.29
1488 | 16.59
1489 | 21.98
1490 | 52.45
1491 | 0
1492 | 6.99
1493 | 8.09
1494 | 0
1495 | 7.99
1496 | 14.79
1497 | 8.79
1498 | 0
1499 | 0
1500 | 3.2
1501 | 3.4
1502 | 0
1503 | 0
1504 | 64.73
1505 | 60.04
1506 | 13.19
1507 | 13.39
1508 | 28.08
1509 | 7.69
1510 | 8.19
1511 | 0
1512 | 21.88
1513 | 9.29
1514 | 10.29
1515 | 6.99
1516 | 8.59
1517 | 16.09
1518 | 14.79
1519 | 11.29
1520 | 0
1521 | 0.3
1522 | 0
1523 | 0
1524 | 0
1525 | 14.79
1526 | 7.29
1527 | 13.29
1528 | 12.89
1529 | 6.6
1530 | 6.8
1531 | 0
1532 | 0
1533 | 11.39
1534 | 12.19
1535 | 3.5
1536 | 16.99
1537 | 16.69
1538 | 17.79
1539 | 0
1540 | 8.69
1541 | 8.69
1542 | 10.19
1543 | 28.08
1544 | 15.89
1545 | 3.4
1546 | 23.08
1547 | 9.19
1548 | 0
1549 | 25.88
1550 | 15.49
1551 | 5.6
1552 | 15.99
1553 | 4.6
1554 | 3.1
1555 | 1.9
1556 | 13.09
1557 | 0.4
1558 | 0.3
1559 | 0.3
1560 | 0
1561 | 0
1562 | 0
1563 | 0
1564 | 0
1565 | 58.04
1566 | 5.9
1567 | 9.99
1568 | 3.3
1569 | 0
1570 | 0
1571 | 8.69
1572 | 26.78
1573 | 21.88
1574 | 14.39
1575 | 10.79
1576 | 7.89
1577 | 0
1578 | 12.89
1579 | 13.29
1580 | 7.69
1581 | 0
1582 | 8.69
1583 | 0
1584 | 11.79
1585 | 13.39
1586 | 2.3
1587 | 34.87
1588 | 5.4
1589 | 0
1590 | 9.59
1591 | 0
1592 | 0
1593 | 11.09
1594 | 14.69
1595 | 2.1
1596 | 12.89
1597 | 6
1598 | 15.59
1599 | 3.7
1600 | 41.46
1601 | 0
1602 | 8.46
1603 | 8.57
1604 | 5.5
1605 | 13.19
1606 | 8.57
1607 | 8.24
1608 | 1.65
1609 | 12.19
1610 | 3.85
1611 | 9.78
1612 | 7.58
1613 | 21.31
1614 | 6.71
1615 | 2.2
1616 | 10.33
1617 | 18.68
1618 | 0
1619 | 10.99
1620 | 19.35
1621 | 0
1622 | 22.19
1623 | 7.14
1624 | 5.5
1625 | 8.79
1626 | 5.94
1627 | 7.14
1628 | 11.87
1629 | 3.08
1630 | 9.34
1631 | 0
1632 | 0
1633 | 7.36
1634 | 6.27
1635 | 9.45
1636 | 0
1637 | 9.89
1638 | 5.5
1639 | 4.51
1640 | 19.68
1641 | 7.69
1642 | 3.41
1643 | 10.55
1644 | 2.53
1645 | 1.1
1646 | 0.44
1647 | 0
1648 | 0
1649 | 0
1650 | 0
1651 | 3.3
1652 | 7.69
1653 | 21.21
1654 | 3.3
1655 | 6.38
1656 | 3.08
1657 | 13.63
1658 | 20.11
1659 | 4.62
1660 | 7.79
1661 | 6.38
1662 | 9.55
1663 | 6.81
1664 | 18.02
1665 | 0
1666 | 6.92
1667 | 11.31
1668 | 5.72
1669 | 0.22
1670 | 0
1671 | 4.4
1672 | 15.39
1673 | 12.09
1674 | 18.68
1675 | 10.33
1676 | 3.3
1677 | 3.52
1678 | 10
1679 | 15.71
1680 | 3.85
1681 | 0
1682 | 14.95
1683 | 15.94
1684 | 9.12
1685 | 12.64
1686 | 20.88
1687 | 11.43
1688 | 18.25
1689 | 12.64
1690 | 8.24
1691 | 15.39
1692 | 1.43
1693 | 14.18
1694 | 7.69
1695 | 0
1696 | 16.38
1697 | 9.55
1698 | 21.21
1699 | 20.65
1700 | 10.88
1701 | 21.65
1702 | 7.25
1703 | 6.27
1704 | 3.41
1705 | 2.53
1706 | 46.26
1707 | 29.23
1708 | 39.56
1709 | 17.37
1710 | 18.9
1711 | 5.94
1712 | 115.37
1713 | 0
1714 | 5.72
1715 | 3.52
1716 | 8.79
1717 | 18.25
1718 | 5.5
1719 | 18.35
1720 | 14.51
1721 | 3.85
1722 | 2.09
1723 | 9.89
1724 | 19.46
1725 | 9.89
1726 | 21.31
1727 | 12.09
1728 | 8.67
1729 | 7.03
1730 | 18.58
1731 | 10.99
1732 | 0
1733 | 14.62
1734 | 7.47
1735 | 15.39
1736 | 0
1737 | 20.34
1738 | 6.6
1739 | 24.17
1740 | 0
1741 | 10.99
1742 | 9.23
1743 | 12.64
1744 | 14.51
1745 | 25.83
1746 | 8.24
1747 | 0
1748 | 0
1749 | 25.61
1750 | 12.31
1751 | 12.42
1752 | 3.96
1753 | 14.83
1754 | 6.38
1755 | 4.4
1756 | 7.58
1757 | 9.89
1758 | 17.04
1759 | 24.4
1760 | 4.4
1761 | 15.39
1762 | 0
1763 | 5.5
1764 | 5.94
1765 | 6.6
1766 | 3.3
1767 | 12.09
1768 | 26.71
1769 | 19.56
1770 | 13.41
1771 | 8.35
1772 | 9.34
1773 | 9.89
1774 | 0
1775 | 0
1776 | 5.83
1777 | 0
1778 | 13.19
1779 | 59.33
1780 | 0
1781 | 7.03
1782 | 8.24
1783 | 0
1784 | 9.89
1785 | 8.79
1786 | 1.21
1787 | 10.22
1788 | 20.55
1789 | 5.5
1790 | 0
1791 | 3.41
1792 | 5.39
1793 | 8.79
1794 | 9.45
1795 | 23.19
1796 | 15.39
1797 | 0
1798 | 5.5
1799 | 8.46
1800 | 5.39
1801 | 6.6
1802 | 0
1803 | 5.5
1804 | 9.45
1805 | 13.41
1806 | 5.61
1807 | 19.35
1808 | 4.4
1809 | 4.4
1810 | 9.89
1811 | 0
1812 | 0
1813 | 0.44
1814 | 0
1815 | 25.83
1816 | 5.28
1817 | 7.69
1818 | 10.66
1819 | 15.06
1820 | 16.49
1821 | 5.5
1822 | 0
1823 | 0
1824 | 9.12
1825 | 2.86
1826 | 7.14
1827 | 3.63
1828 | 11.98
1829 | 7.69
1830 | 12.09
1831 | 4.4
1832 | 9.34
1833 | 7.36
1834 | 8.79
1835 | 0
1836 | 5.5
1837 | 12.19
1838 | 0.55
1839 | 6.6
1840 | 0
1841 | 7.14
1842 | 2.86
1843 | 13.63
1844 | 11.76
1845 | 21.43
1846 | 0
1847 | 17.59
1848 | 2.86
1849 | 7.47
1850 | 7.91
1851 | 0
1852 | 7.91
1853 | 4.4
1854 | 14.51
1855 | 9.34
1856 | 8.67
1857 | 4.4
1858 | 4.18
1859 | 10.11
1860 | 8.02
1861 | 14.4
1862 | 17.04
1863 | 16.59
1864 | 9.12
1865 | 0
1866 | 11.54
1867 | 13.85
1868 | 9.67
1869 | 9.89
1870 | 5.28
1871 | 22.09
1872 | 0
1873 | 24.17
1874 | 13.95
1875 | 22.64
1876 | 25.28
1877 | 0
1878 | 0
1879 | 12.64
1880 | 0
1881 | 0
1882 | 12.86
1883 | 12.86
1884 | 8.24
1885 | 0
1886 | 8.79
1887 | 0
1888 | 13.07
1889 | 17.04
1890 | 0.55
1891 | 2.97
1892 | 5.39
1893 | 8.9
1894 | 17.26
1895 | 15.94
1896 | 0
1897 | 10.43
1898 | 15.06
1899 | 0
1900 | 8.02
1901 | 15.61
1902 | 0
1903 | 0
1904 | 73.62
1905 | 12.09
1906 | 0
1907 | 0
1908 | 3.08
1909 | 2.86
1910 | 11.21
1911 | 3.3
1912 | 23.07
1913 | 13.19
1914 | 0
1915 | 13.52
1916 | 9.89
1917 | 5.72
1918 | 28.02
1919 | 0
1920 | 0
1921 | 19.46
1922 | 0
1923 | 13.95
1924 | 16.27
1925 | 9.67
1926 | 7.25
1927 | 19.78
1928 | 13.63
1929 | 14.29
1930 | 14.51
1931 | 7.69
1932 | 29.13
1933 | 20.65
1934 | 5.28
1935 | 17.59
1936 | 7.69
1937 | 6.6
1938 | 5.5
1939 | 10.88
1940 | 13.52
1941 | 16.92
1942 | 3.19
1943 | 6.49
1944 | 0
1945 | 9.45
1946 | 14.73
1947 | 61.52
1948 | 0
1949 | 5.5
1950 | 4.95
1951 | 10.99
1952 | 10.88
1953 | 8.02
1954 | 8.57
1955 | 4.29
1956 | 0
1957 | 12.09
1958 | 0
1959 | 7.47
1960 | 10.55
1961 | 2.86
1962 | 5.83
1963 | 6.05
1964 | 7.79
1965 | 20.77
1966 | 24.28
1967 | 10.77
1968 | 4.84
1969 | 9.34
1970 | 22.53
1971 | 16.49
1972 | 0
1973 | 10.43
1974 | 29.78
1975 | 12.64
1976 | 31.11
1977 | 21.65
1978 | 1.76
1979 | 10.99
1980 | 0
1981 | 21.98
1982 | 0
1983 | 9.01
1984 | 0.55
1985 | 8.24
1986 | 24.17
1987 | 0
1988 | 14.29
1989 | 17.37
1990 | 6.16
1991 | 2.64
1992 | 16.82
1993 | 13.63
1994 | 11.21
1995 | 26.49
1996 | 12.53
1997 | 5.61
1998 | 8.57
1999 | 20.44
2000 | 9.89
2001 | 18.68
2002 | 13.41
2003 | 7.69
2004 | 8.79
2005 | 1.65
2006 | 26.38
2007 | 7.69
2008 | 19.78
2009 | 0
2010 | 18.68
2011 | 24.95
2012 | 28.57
2013 | 9.23
2014 | 0
2015 | 21.65
2016 | 3.3
2017 | 0
2018 | 24.4
2019 | 0
2020 | 3.3
2021 | 12.86
2022 | 11.87
2023 | 2.2
2024 | 3.19
2025 | 0
2026 | 9.89
2027 | 28.57
2028 | 16.71
2029 | 4.95
2030 | 3.85
2031 | 0
2032 | 16.92
2033 | 18.25
2034 | 11.65
2035 | 7.69
2036 | 8.13
2037 | 6.16
2038 | 14.4
2039 | 10.88
2040 | 14.4
2041 | 8.67
2042 | 7.25
2043 | 23.19
2044 | 12.19
2045 | 8.46
2046 | 12.53
2047 | 21.53
2048 | 16.92
2049 | 6.81
2050 | 14.73
2051 | 19.68
2052 | 12.97
2053 | 14.73
2054 | 11.65
2055 | 16.49
2056 | 9.89
2057 | 17.47
2058 | 15.71
2059 | 0
2060 | 0
2061 | 0
2062 | 0
2063 | 0
2064 | 0
2065 | 0
2066 | 0
2067 | 0
2068 | 0
2069 | 0
2070 | 0
2071 | 0
2072 | 0
2073 | 0
2074 | 0
2075 | 0
2076 | 0
2077 | 0
2078 | 0
2079 | 0
2080 | 0
2081 | 0
2082 | 7.79
2083 | 4.29
2084 | 1.98
2085 | 16.82
2086 | 9.23
2087 | 39.78
2088 | 12.09
2089 | 0
2090 | 0
2091 | 14.29
2092 | 0
2093 | 11.87
2094 | 9.67
2095 | 23.07
2096 | 43.29
2097 | 9.01
2098 | 17.92
2099 | 24.17
2100 | 16.49
2101 | 5.5
2102 | 5.5
2103 | 7.69
2104 | 18.35
2105 | 5.39
2106 | 12.64
2107 | 12.64
2108 | 9.34
2109 | 0
2110 | 12.64
2111 | 0
2112 | 0
2113 | 0
2114 | 14.29
2115 | 9.45
2116 | 13.59
2117 | 11.49
2118 | 19.99
2119 | 19.99
2120 | 10.49
2121 | 10.69
2122 | 8.99
2123 | 8.29
2124 | 14.79
2125 | 9.79
2126 | 22.98
2127 | 9.99
2128 | 5.5
2129 | 8.99
2130 | 5
2131 | 21.98
2132 | 13.99
2133 | 0
2134 | 0
2135 | 14.99
2136 | 5.3
2137 | 10.99
2138 | 14.79
2139 | 11.69
2140 | 14.49
2141 | 24.98
2142 | 10.49
2143 | 15.19
2144 | 8.49
2145 | 6.5
2146 | 14.99
2147 | 16.49
2148 | 4.5
2149 | 3.5
2150 | 5
2151 | 1
2152 | 7.99
2153 | 0
2154 | 0.9
2155 | 5.1
2156 | 11.59
2157 | 0
2158 | 0
2159 | 29.98
2160 | 17.99
2161 | 12.99
2162 | 14.99
2163 | 0
2164 | -2
2165 | 0
2166 | 0
2167 | 19.09
2168 | 18.99
2169 | 0
2170 | 0
2171 | 18.49
2172 | 10.49
2173 | 7.99
2174 | 6.5
2175 | 15.39
2176 | 9.99
2177 | 8.79
2178 | 6.1
2179 | 17.09
2180 | 16.29
2181 | 0
2182 | 2
2183 | 3.5
2184 | 3.9
2185 | 15.49
2186 | 0
2187 | 0
2188 | 0
2189 | 2
2190 | 8.19
2191 | 22.98
2192 | 19.99
2193 | 9.69
2194 | 23.98
2195 | 7.49
2196 | 5
2197 | 24.58
2198 | 6
2199 | 7.99
2200 | 10.49
2201 | 1.5
2202 | 2.9
2203 | 26.08
2204 | 0
2205 | 17.49
2206 | 12.99
2207 | 13.89
2208 | 16.99
2209 | 11.29
2210 | 10.69
2211 | 16.49
2212 | 7.99
2213 | 15.69
2214 | 13.19
2215 | 6
2216 | 6
2217 | 16.99
2218 | 17.99
2219 | 6
2220 | 14.99
2221 | 94.9
2222 | 7.69
2223 | 11.99
2224 | 15.39
2225 | 8.69
2226 | 12.59
2227 | 0
2228 | 9.99
2229 | 13.99
2230 | 10.99
2231 | 3
2232 | 17.39
2233 | 13.99
2234 | 16.99
2235 | 10.99
2236 | 16.39
2237 | 19.49
2238 | 13.99
2239 | 11.99
2240 | 12.99
2241 | 15.99
2242 | 5
2243 | 1.9
2244 | 11.49
2245 | 14.49
2246 | 13.99
2247 | 17.99
2248 | 13.49
2249 | 11.49
2250 | 15.69
2251 | 11.99
2252 | 3.5
2253 | 7.99
2254 | 4
2255 | 10.99
2256 | 23.98
2257 | 0
2258 | 0
2259 | 9.99
2260 | 16.99
2261 | 0
2262 | 8.99
2263 | 19.49
2264 | 22.98
2265 | 8.69
2266 | 8.99
2267 | 24.48
2268 | 2.5
2269 | 17.99
2270 | 6.99
2271 | 15.99
2272 | 22.98
2273 | 13.29
2274 | 6
2275 | 20.98
2276 | 0.1
2277 | 4
2278 | 12.79
2279 | 11.99
2280 | 0
2281 | 2.1
2282 | 5
2283 | 12.99
2284 | 3
2285 | 7.09
2286 | 7.09
2287 | 14.29
2288 | 11.59
2289 | 5.5
2290 | 6
2291 | 2.7
2292 | 6.5
2293 | 16.69
2294 | 7.99
2295 | 12.09
2296 | 5
2297 | 5
2298 | 16.99
2299 | 20.98
2300 | 23.98
2301 | 6
2302 | 1
2303 | 23.58
2304 | 11.59
2305 | 3.5
2306 | 23.98
2307 | 11.79
2308 | 18.89
2309 | 8.29
2310 | 21.98
2311 | 8.49
2312 | 26.98
2313 | 15.89
2314 | 0
2315 | 13.19
2316 | 9.49
2317 | 21.98
2318 | 5.7
2319 | 3.5
2320 | 8.99
2321 | 8.99
2322 | 8.99
2323 | 24.98
2324 | 8.49
2325 | 0
2326 | 24.68
2327 | 0.5
2328 | 29.98
2329 | 11.99
2330 | 0.4
2331 | 20.98
2332 | 4.8
2333 | 5.3
2334 | 7.99
2335 | 6.5
2336 | 68.93
2337 | 6.5
2338 | 22.98
2339 | 34.97
2340 | 0
2341 | 5.1
2342 | 15.49
2343 | 23.58
2344 | 12.09
2345 | 17.49
2346 | 9.99
2347 | 18.19
2348 | 12.49
2349 | 8.29
2350 | 11.99
2351 | 8.79
2352 | 18.49
2353 | 21.98
2354 | 19.59
2355 | 8.99
2356 | 19.19
2357 | 0
2358 | 4.1
2359 | 12.49
2360 | 22.78
2361 | 18.59
2362 | 0
2363 | 23.38
2364 | 6.5
2365 | 0
2366 | 0
2367 | 0
2368 | 32.98
2369 | 2
2370 | 11.49
2371 | 12.99
2372 | 49.95
2373 | 39.97
2374 | 9.59
2375 | 10.99
2376 | 21.98
2377 | 0
2378 | 0
2379 | 12.99
2380 | 0
2381 | 0
2382 | 3
2383 | 50

## Eg2 Results
Case 1 results
Optimization and Simulation Results
|  | Keep Type 2 | Remove Type 2
Optimization | Wall clock time (s) | 36 | 39
| Total cost (k$) | 4244.24 | 1855.99
| Penalty cost (k$) | 2326.11 | 0
Base-case ED cost (k$) |  | 1918.12 | 1855.99
# of active contingencies in SA
Simulation 1: | Total cost (k$) | 4244.24 | 6917.39
Penalty factor = $5,000/MWh | Penalty cost (k$) | 2326.11 | 5061.4
Simulation 2: | Total cost (k$) | 2150.73 | 2362.13
Penalty factor = $500/MWh | Penalty cost (k$) | 232.61 | 506.14
Case 2 results are as summarized in the paper
Case 3 results
Computational Performance on Laptop
Configuration | a | b | c | d
Language | OPL | C++ | C++ | C++
Subproblem models | Creating all | Creating all | Warm-start | Warm-start
Parallelization | Multi-threaded | Multi-threaded | Multi-threaded | Remote object
Wall clock time | 40min08s | 2h11min30s | 8min34s | 3min20s
CPU time | 5min30s | 18min17s | 8min25s | 3min03s*
Overhead time | 34min38s | 1h53min13s | 9s | 17s
Overhead/CPU time ratio | 629.7% | 619.2% | 1.78% | 9.29%
Speedup ratio of wall clock time | 3.28 | 1 | 15.35 | 39.45
* This CPU time is the sum of the CPU time of the slowest subproblem in each group.
Computational Performance on HPC
Configuration | b | c | d
Wall clock time | 21min42s | 7min53s | 1min51s
CPU time | 16min07s | 7min52s | 1min45s
Overhead time | 5min35s | 1s | 6s
Overhead/CPU time ratio | 34.64% | 0.21% | 5.71%
Speedup ratio of wall clock time | 1 | 2.75 | 11.73